## UPS E STABILIZZATORI
4 Power S.r.l.
LISTINO PREZZI
OTTOBRE 2025
Ups - Stabilizzatori
INDICE
Gruppi di Continuità Eurogroup
Stabilizzatori Eurogroup
GRUPPI DI CONTINUITÀ EUROGROUP
CODICE | DESCRIZIONE | LISTINO EURO
LINE INTERACTIVE ONDA PSEUDOSINUSOIDALE
Micro Line Interactive, Onda Pseudosinusoidale
MCRMM065010T | MICRO650 Potenza nom. 650VA - Autonomia 10’ | 89
MCRMM085010T | MICRO850 Potenza nom. 850VA - Autonomia 10’ | 110
Micro Lcd Line Interactive, Onda Pseudosinusoidale
MCLMM065010T | MICRO650LCD Potenza nom. 650VA - Autonomia 10’ | 120
MCLMM085010T | MICRO850LCD Potenza nom. 850VA - Autonomia 10’ | 130
MCLMM100010T | MICRO1000LCD Potenza nom. 1000VA - Autonomia 10’ | 211
MCLMM120010T | MICRO1200LCD Potenza nom. 1200VA - Autonomia 10’ | 230
MCLMM150010T | MICRO1500LCD Potenza nom. 1500VA - Autonomia 10’ | 280
MCLMM200010T | MICRO2000LCD Potenza nom. 2000VA - Autonomia 10’ | 329
Micro Multi Lcd Line Interactive, Onda Pseudosinusoidale
MCMMM065010T | MICRO MULTI 650 Potenza nom. 650VA - Autonomia 10’ | 137
MCMMM075010T | MICRO MULTI 750 Potenza nom. 750VA - Autonomia 10’ | 144
MCMMM085010T | MICRO MULTI 850 Potenza nom. 850VA - Autonomia 10’ | 154
Minipower Rack10” Line Interactive, Onda Pseudosinusoidale
MNPMM040005R | MINIPOWER400-RM Potenza nom. 400VA - Autonomia 5’ con prese IEC | 510
MNPMM040005S | MINIPOWER400-RM Potenza nom. 400VA - Autonomia 5’ con prese schuko | 510
Multipower Rack 19” Line Interactive, Onda Pseudosinusoidale
MTPMM085010R | MULTIPOWER850-RM Potenza nom. 850VA - Autonomia 10’ | 490
MTPMM100010R | MULTIPOWER1000-RM Potenza nom.1000VA - Autonomia 10’ | 640
MTPMM120010R | MULTIPOWER1200-RM Potenza nom.1200VA - Autonomia 10’ | 690
MTPMM150010R | MULTIPOWER1500-RM Potenza nom.1500VA - Autonomia 10’ | 710
MTPMM200010R | MULTIPOWER2000-RM Potenza nom.2000VA - Autonomia 10’ | 790
Domo Line Interactive, Onda Pseudosinusoidale
DOMMM040000D | DOMODIN400 Potenza nom. 400VA - Autonomia 0’ | 410
DOMMM040005M | DOMO400 Potenza nom. 400VA - Autonomia 5’ | 550
GRUPPI DI CONTINUITÀ EUROGROUP
CODICE | DESCRIZIONE | LISTINO EURO
LINE INTERACTIVE ONDA SINUSOIDALE
Powerblack Line Interactive, Onda Sinusoidale
PWBMM100010T | POWERBLACK 1000 Potenza nom.1000VA - Autonomia 10’ | 390
PWBMM150010T | POWERBLACK 1500 Potenza nom.1500VA - Autonomia 10’ | 490
PWBMM200010T | POWERBLACK 2000 Potenza nom.2000VA - Autonomia 10’ | 550
PWBMM300010T | POWERBLACK 3000 Potenza nom.3000VA - Autonomia 10’ | 790
Powerblack Rack/Tower Line Interactive, Onda Sinusoidale
PWBMM01K10RT | POWERBLACK RACK/TOWER 1000 Potenza nom.1000VA - Autonomia 10’ | 490
PWBMM15K10RT | POWERBLACK RACK/TOWER 1500 Potenza nom.1500VA - Autonomia 10’ | 590
PWBMM02K10RT | POWERBLACK RACK/TOWER 2000 Potenza nom.2000VA - Autonomia 10’ | 660
PWBMM03K10RT | POWERBLACK RACK/TOWER 3000 Potenza nom.3000VA - Autonomia 10’ | 930
ON LINE DOPPIA CONVERSIONE ONDA SINUSOIDALE MONOFASE/MONOFASE
Third Power Online Doppia Conversione, Onda Sinusoidale, Monofase-Monofase
THPMM100010T | THIRD POWER 1000 Potenza nom. 1000VA Autonomia 10’ | 590
THPMM150010T | THIRD POWER 1500 Potenza nom. 1500VA Autonomia 10’ | 840
THPMM200010T | THIRD POWER 2000 Potenza nom. 2000VA Autonomia 10’ | 990
THPMM300010T | THIRD POWER 3000 Potenza nom. 3000VA Autonomia 10’ | 1190
Third Power Plus Online Doppia Conversione, Onda Sinusoidale, Monofase-Monofase
THPPMM400010T | THIRD POWER PLUS 4000 Potenza nom. 4000VA/4KW Autonomia 15’ | 2600
THPPMM500010T | THIRD POWER PLUS 5000 Potenza nom. 5000VA/5KW Autonomia 15’ | 2700
THPPMM600010T | THIRD POWER PLUS 6000 Potenza nom. 6000VA/6KW Autonomia 10’ | 2750
THPPMM800010T | THIRD POWER PLUS 8000 Potenza nom. 8000VA/8KW Autonomia 15’ | 3450
THPPMM010K10T | THIRD POWER PLUS 10000 Potenza nom. 10000VA/10KW Autonomia 10’ | 3550
Third Power Cab. Online Doppia Conversione, Onda Sinusoidale, Monofase-Monofase CEI 0-46
THPMMCAB01K10T | THIRD POWER 1000 Potenza nom. 1000VA Autonomia 10’ | 879
THPMMCAB15K10T | THIRD POWER 1500 Potenza nom. 1500VA Autonomia 10’ | 1150
THPMMCAB02K10T | THIRD POWER 2000 Potenza nom. 2000VA Autonomia 10’ | 1570
THPMMCAB03K10T | THIRD POWER 3000 Potenza nom. 3000VA Autonomia 10’ | 1450
Third Power Rack /Tower Online Doppia Conversione, Onda Sinusoidale, Monofase-Monofase
THPMM01K10RT | THIRD POWER RACK/TOWER 1000 Potenza nom. 1000VA Autonomia 10’ | 749
THPMM15K10RT | THIRD POWER RACK/TOWER 1500 Potenza nom. 1500VA Autonomia 10’ | 980
THPMM02K10RT | THIRD POWER RACK/TOWER 2000 Potenza nom. 2000VA Autonomia 10’ | 1200
THPMM02K10RTD | THIRD POWER RACK/TOWER 2000 Potenza nom. 2000VA Autonomia 10’ DUAL | 1425
THPMM03K10RT | THIRD POWER RACK/TOWER 3000 Potenza nom. 3000VA Autonomia 10’ | 1430
THPMM03K10RTD | THIRD POWER RACK/TOWER 3000 Potenza nom. 3000VA Autonomia 10’ DUAL | 1550
THPMM10K10RT | THIRD POWER RACK/TOWER 10000 Potenza nom. 10000VA Autonomia 10’ | 3800
Third Power Plus Rack/Tower Online Doppia Conversione, Onda Sinusoidale, Monofase-Monofase
THPPMM04K10RT | THIRD POWER PLUS RACK/TOWER 4000 Potenza nom. 4000VA/4KW Autonomia 15’ | 3050
THPPMM05K10RT | THIRD POWER PLUS RACK/TOWER 5000 Potenza nom. 5000VA/5KW Autonomia 15’ | 3100
THPPMM06K10RT | THIRD POWER PLUS RACK/TOWER 6000 Potenza nom. 6000VA/6KW Autonomia 10’ | 3150
THPPMM08K10RT | THIRD POWER PLUS RACK/TOWER 8000 Potenza nom. 8000VA/8KW Autonomia 15’ | 3800
THPPMM10K10RT | THIRD POWER PLUS RACK/TOWER 10000 Potenza nom. 10000VA/10KW Autonomia 10’ | 3850
GRUPPI DI CONTINUITÀ EUROGROUP
CODICE | DESCRIZIONE | LISTINO EURO
ON LINE DOPPIA CONVERSIONE ONDA SINUSOIDALE TRIFASE/MONOFASE
BLT T/M 10/20 Online Doppia Conversione, Onda Sinusoidale, Trifase-Monofase
ON LINE DOPPIA CONVERSIONE ONDA SINUSOIDALE TRIFASE/MONOFASE- MONOFASE/MONOFASE
Third Power Plus TM/MM Online Doppia Conversione, Onda Sinusoidale, Trifase-Monofase / Monofase-Monofase
THPPTMM10K10T | THIRD POWER PLUS TM/MM 10000 Potenza nom. 10KVA/10KW Autonomia 10’ | 4900
THPPTMM15K10T | THIRD POWER PLUS TM/MM 15000 Potenza nom. 15KVA/15KW Autonomia 10’ | 7600
THPPTMM20K10T | THIRD POWER PLUS TM/MM 20000 Potenza nom. 20KVA/20KW Autonomia 10’ | 8100
Third Power Plus T/T 6/30 Online Doppia Conversione, Onda Sinusoidale,Trafoless, Trifase-Trifase
THPPTT006K10T | THIRD POWER T/T Potenza nom. 6KVA Autonomia 15’ | 5850
THPPTT008K10T | THIRD POWER T/T Potenza nom. 8KVA Autonomia 15’ | 5950
THPPTT010K10T | THIRD POWER T/T Potenza nom. 10KVA Autonomia 10’ | 6100
THPPTT015K10T | THIRD POWER T/T Potenza nom. 15KVA Autonomia 10’ | 8290
THPPTT020K10T | THIRD POWER T/T Potenza nom. 20KVA Autonomia 10’ | 9100
THPPTT030K10T | THIRD POWER T/T Potenza nom. 30KVA Autonomia 10’ | 11200
Third Power T/T 40/200 Online Doppia Conversione, Onda Sinusoidale,Trafoless, Trifase-Trifase
THPTT040K00T | THIRD POWER T/T Potenza nom. 40KVA Autonomia 0’ | 10690
THPTT060K00T | THIRD POWER T/T Potenza nom. 60KVA Autonomia 0’ | 17980
THPTT080K00T | THIRD POWER T/T Potenza nom. 80KVA Autonomia 0’ | 24800
THPTT100K00T | THIRD POWER T/T Potenza nom.100KVA Autonomia 0’ | 31600
THPTT120K00T | THIRD POWER T/T Potenza nom.120KVA Autonomia 0’ | 34000
THPTT160K00T | THIRD POWER T/T Potenza nom.160KVA Autonomia 0’ | 38900
THPTT200K00T | THIRD POWER T/T Potenza nom.200KVA Autonomia 0’ | 46650
ACCESSORI PER UPS
600094 | Cavo di Alimentazione IEC/IEC 10A | 5
THPDRYCNT | Scheda Contatti Liberi AS 400 per THP | 102
PWBDRYCNT | Scheda Contatti Liberi AS 400 per PWB | 102
SNMPINTTHPXXX | Scheda SNMP Interna per THP - PWB | 365
THPBPEMM0610 | By Pass Manuale Esterno per THP Monofase 6000/10000 | 145
THPPPLLMM0410 | Scheda Di Parallelo per THP Monofase 4000/10000 | 349
THPPLLMM0610 | Scheda Di Parallelo per THP Monofase 6000/10000 | 180
THPPPLLTT0630 | Scheda Di Parallelo per THP Trifase 6000/30000 | 570
THPPLLTT1030 | Scheda Di Parallelo per THP Trifase 10000/30000 | 380
SMSCARDINTTHPXXX | Scheda SMS Alarm Interna per THPPXXX | 600
SMSCARDEXTTHPXXX | Modulo SMS Alarm Esterno per THPPXXX | 600
THPPCABCNT | Drive UP 0-16 | 130
THPPDRYCNT | Scheda Contatti Liberi-Dry Contact-AS 400 per THP | 130
STABILIZZATORI DI TENSIONE EUROGROUP
CODICE | DESCRIZIONE | LISTINO EURO
STABILIZZATORI ELETTRONICI
Stabilizzatori Elettronici Monofase Modello EL/ER
ELSMM002K20T | EL 2000 Potenza nom.2000VA Tensione Monofase Var.Tens. +/- 20% | 650
ERMM003K20T | ER3000 Potenza nom.3000VA Tensione Monofase Var.Tens. +/- 20% | 835
STABILIZZATORI ELETTROMECCANICI A CONTROLLO ELETTRONICO
Stabilizzatori Elettromeccanici Monofase Modello ORV.
ORVMM004K20T | ORV420 Potenza nom. 4KVA - Tensione Monofase Var.Tens. +/- 20% | 1980
ORVMM005K15T | ORV515 Potenza nom. 5KVA - Tensione Monofase Var.Tens. +/- 15% | 1980
ORVMM005K20T | ORV520 Potenza nom. 5KVA - Tensione Monofase Var.Tens. +/- 20% | 2540
ORVMM007K15T | ORV715 Potenza nom. 7KVA - Tensione Monofase Var.Tens. +/- 15% | 2540
ORVMM007K20T | ORV720 Potenza nom. 7KVA - Tensione Monofase Var.Tens. +/- 20% | 2790
ORVMM010K15T | ORV1015 Potenza nom. 10KVA - Tensione Monofase Var.Tens. +/- 15% | 2790
ORVMM010K20T | ORV1020 Potenza nom. 10KVA - Tensione Monofase Var.Tens. +/- 20% | 3240
ORVMM015K15T | ORV1515 Potenza nom. 15KVA - Tensione Monofase Var.Tens. +/- 15% | 3240
ORVMM015K20T | ORV1520 Potenza nom. 15KVA - Tensione Monofase Var.Tens. +/- 20% | 5080
ORVMM020K15T | ORV2015 Potenza nom. 20KVA - Tensione Monofase Var.Tens. +/- 15% | 5080
ORVMM020K20T | ORV2020 Potenza nom. 20KVA - Tensione Monofase Var.Tens. +/- 20% | 8360
ORVMM025K15T | ORV2515 Potenza nom. 25KVA - Tensione Monofase Var.Tens. +/- 15% | 8360
STABILIZZATORI ELETTROMECCANICI A CONTROLLO ELETTRONICO
Stabilizzatori Elettromeccanici Trifase Modello OROY (Stabilizzazione indipendente per ogni singola fase)
ORYTT004K20T | OROY420 Potenza nom. 4KVA - Tensione Trifase Var.Tens. +/- 20% | 6170
ORYTT005K15T | OROY515 Potenza nom. 5KVA - Tensione Trifase Var.Tens. +/- 15% | 6170
ORYTT007K20T | OROY720 Potenza nom. 7KVA - Tensione Trifase Var.Tens. +/- 20% | 6580
ORYTT010K15T | OROY1015 Potenza nom. 10KVA - Tensione Trifase Var.Tens. +/- 15% | 6580
ORYTT010K20T | OROY1020 Potenza nom. 10KVA - Tensione Trifase Var.Tens. +/- 20% | 7470
ORYTT015K15T | OROY1515 Potenza nom. 15KVA - Tensione Trifase Var.Tens. +/- 15% | 7470
ORYTT015K20T | OROY1520 Potenza nom. 15KVA - Tensione Trifase Var.Tens. +/- 20% | 7780
ORYTT020K15T | OROY2015 Potenza nom. 20KVA - Tensione Trifase Var.Tens. +/- 15% | 7780
ORYTT020K20T | OROY2020 Potenza nom. 20KVA - Tensione Trifase Var.Tens. +/- 20% | 9540
ORYTT030K15T | OROY3015 Potenza nom. 30KVA - Tensione Trifase Var.Tens. +/- 15% | 9540
ORYTT030K20T | OROY3020 Potenza nom. 30KVA - Tensione Trifase Var.Tens. +/- 20% | 11190
ORYTT045K15T | OROY4515 Potenza nom. 45KVA - Tensione Trifase Var.Tens. +/- 15% | 11190
ORYTT045K20T | OROY4520 Potenza nom. 45KVA - Tensione Trifase Var.Tens. +/- 20% | 21500
ORYTT060K15T | OROY6015 Potenza nom. 60KVA - Tensione Trifase Var.Tens. +/- 15% | 21500
ORYTT060K20T | OROY6020 Potenza nom. 60KVA - Tensione Trifase Var.Tens. +/- 20% | 24000
ORYTT080K15T | OROY8015 Potenza nom. 80KVA - Tensione Trifase Var.Tens. +/- 15% | 24000
ORYTT080K20T | OROY8020 Potenza nom. 80KVA - Tensione Trifase Var.Tens. +/- 20% | 27530
ORYTT105K15T | OROY10515 Potenza nom. 105KVA - Tensione Trifase Var.Tens. +/- 15% | 27530
ORYTT105K20T | OROY10520 Potenza nom. 105KVA - Tensione Trifase Var.Tens. +/- 20% | 29600
ORYTT135K15T | OROY13515 Potenza nom. 135KVA - Tensione Trifase Var.Tens. +/- 15% | 29600

## ARMADI E ACCESSORI
4 Power S.r.l.
LISTINO PREZZI
OTTOBRE 2025
Armadi Rack
INDICE
Armadi Rack
Accessori 4Net
ARMADI RACK E ACCESSORI 4NET
CODICE | DESCRIZIONE | LISTINO EURO
ARMADI RACK 19” COLORE GRIGIO CHIARO RAL 7035
ARMADI A PARETE SOHO CON PORTA ANTERIORE IN CRISTALLO TEMPERATO
Armadi a Parete 19” L*P*H Largh.540 mm-Prof.450 mm
AP703506U64Q | Armadio a Parete 540*450*315 ispezionabile 6U. | 166
AP703509U64Q | Armadio a Parete 540*450*450 ispezionabile 9U. | 212
AP703512U64Q | Armadio a Parete 540*450*580 ispezionabile 12U. | 222
AP703515U64Q | Armadio a Parete 540*450*715 ispezionabile 15U. | 260
Armadi a Parete 19” L*P*H Largh.540 mm-Prof.600 mm
AP703509U66Q | Armadio a Parete 540*600*450 ispezionabile 9U. | 232
AP703512U66Q | Armadio a Parete 540*600*580 ispezionabile 12U. | 285
AP703515U66Q | Armadio a Parete 540*600*715 ispezionabile 15U. | 324
ARMADI A PARETE CON PORTA ANTERIORE IN CRISTALLO TEMPERATO
Armadi a Parete 19” L*P*H Largh.600 mm-Prof.450 mm
AP703506U6X4 | Armadio a Parete 600*450*368 ispezionabile 6U. | 212
AP703509U6X4 | Armadio a Parete 600*450*502 ispezionabile 9U. | 231
AP703512U6X4 | Armadio a Parete 600*450*635 ispezionabile 12U. | 267
AP703515U6X4 | Armadio a Parete 600*450*768 ispezionabile 15U. | 310
AP703518U6X4 | Armadio a Parete 600*450*902 ispezionabile 18U. | 370
Armadi a Parete 19” L*P*H Largh.600 mm-Prof.600 mm
AP703512U6X6 | Armadio a Parete 600*600*635 ispezionabile 12U. | 340
AP703515U6X6 | Armadio a Parete 600*600*768 ispezionabile 15U. | 389
AP703518U6X6 | Armadio a Parete 600*600*902 ispezionabile 18U. | 434
ARMADI A PARETE CON PORTA ANTERIORE GRIGLIATA ALTA DENSITA’
Armadi a Parete 19” L*P*H Largh.600 mm-Prof.450 mm
AP703506U64G | Armadio a Parete 600*450*368 ispezionabile 6U. Porta Anteriore Grigliata | 269
AP703509U64G | Armadio a Parete 600*450*502 ispezionabile 9U. Porta Anteriore Grigliata | 313
AP703512U64G | Armadio a Parete 600*450*635 ispezionabile 12U. Porta Anteriore Grigliata | 357.5
AP703515U64G | Armadio a Parete 600*450*768 ispezionabile 15U. Porta Anteriore Grigliata | 414
AP703518U64G | Armadio a Parete 600*450*902 ispezionabile 18U. Porta Anteriore Grigliata | 445
Armadi a Parete 19” L*P*H Largh.600 mm-Prof.600 mm
AP703512U66G | Armadio a Parete 600*600*635 ispezionabile 12U. Porta Anteriore Grigliata | 410
AP703515U66G | Armadio a Parete 600*600*768 ispezionabile 15U. Porta Anteriore Grigliata | 490
AP703518U66G | Armadio a Parete 600*600*902 ispezionabile 18U. Porta Anteriore Grigliata | 540
ARMADI A PARETE CON PORTA ANTERIORE CIECA
Armadi a Parete 19” L*P*H Largh.600 mm-Prof.450 mm
AP703506U64C | Armadio a Parete 600*450*368 ispezionabile 6U. Porta Anteriore Cieca | 262
AP703509U64C | Armadio a Parete 600*450*502 ispezionabile 9U. Porta Anteriore Cieca | 292
AP703512U64C | Armadio a Parete 600*450*635 ispezionabile 12U. Porta Anteriore Cieca | 330
AP703515U64C | Armadio a Parete 600*450*768 ispezionabile 15U. Porta Anteriore Cieca | 372
Armadi a Parete 19” L*P*H Largh.600 mm-Prof.600 mm
AP703512U66C | Armadio a Parete 600*600*635 ispezionabile 12U. Porta Anteriore Cieca | 398
AP703515U66C | Armadio a Parete 600*600*768 ispezionabile 15U. Porta Anteriore Cieca | 450
ARMADI RACK E ACCESSORI 4NET
CODICE | DESCRIZIONE | LISTINO EURO
ARMADI RACK 19” COLORE GRIGIO CHIARO RAL 7035
ARMADI A PARETE SECURITY 19”
Armadi a Parete 19” L*P*H
AP7035SBOX200 | Armadio a Parete Security Doppia Serratura 600*200*580 | 480
ARMADI A PAVIMENTO CON PORTA ANTERIORE IN CRISTALLO TEMPERATO
Armadi a Pavimento 19” L*P*H Largh.600mm - Prof.600mm
AR703521U6X6 | Armadio a Pavimento 600*600*1140 - 21U. | 703
AR703527U6X6 | Armadio a Pavimento 600*600*1405 - 27U. | 843
AR703531U6X6 | Armadio a Pavimento 600*600*1585 - 31U. | 923
AR703536U6X6 | Armadio a Pavimento 600*600*1805 - 36U. | 990
AR703541U6X6 | Armadio a Pavimento 600*600*2030 - 41U. | 1010
Armadi a Pavimento 19” L*P*H Largh.600mm-Prof.800mm
AR703521U6X8 | Armadio a Pavimento 600*800*1140 - 21U. | 784
AR703531U6X8 | Armadio a Pavimento 600*800*1585 - 31U. | 1035
AR703541U6X8 | Armadio a Pavimento 600*800*2030 - 41U. | 1110
Armadi a Pavimento 19” L*P*H Largh.600mm-Prof.1000mm
AR703522U610 | Armadio a Pavimento 600*1000*1166 - 22U. | 905
AR703532U610 | Armadio a Pavimento 600*1000*1610 - 32U. | 1193
AR703537U610 | Armadio a Pavimento 600*1000*1833 - 37U. | 1336
AR703542U610 | Armadio a Pavimento 600*1000*2055 - 42U. | 1340
Armadi a Pavimento 19” L*P*H Largh.800mm-Prof.800mm
AR703542U8X8 | Armadio a Pavimento 800*800*2055 - 42U. | 1393
Armadi a Pavimento 19” L*P*H Largh.800mm-Prof.1000mm
AR703542U810 | Armadio a Pavimento 800*1000*2055 - 42U. | 1720
ARMADI A PAVIMENTO CON PORTA ANTERIORE E POSTERIORE CIECA
Armadi a Pavimento 19” L*P*H Largh.600mm-Prof.1000mm
AB703522U610 | Armadio a Pavimento 600*1000*1166 - 22U. Porta Anteriore e Posteriore Cieca | 958
AB703532U610 | Armadio a Pavimento 600*1000*1610 - 32U. Porta Anteriore e Posteriore Cieca | 1289
AB703537U610 | Armadio a Pavimento 600*1000*1833 - 37U. Porta Anteriore e Posteriore Cieca | 1485
ARMADI RACK E ACCESSORI 4NET
CODICE | DESCRIZIONE | LISTINO EURO
ARMADI RACK 19” COLORE NERO RAL 9004
ARMADI A PARETE 10” - MINI LAN
Mini Lan 10” & Accessori
AP900406U2X3 | Armadio Mini Lan 10” Porta in Vetro con chiave 6U. | 118
ARMADI A PARETE SOHO CON PORTA ANTERIORE IN CRISTALLO TEMPERATO
Armadi a Parete 19” L*P*H Largh.540 mm-Prof.450 mm
AP900406U64Q | Armadio a Parete 540*450*315 ispezionabile 6U. | 166
AP900409U64Q | Armadio a Parete 540*450*450 ispezionabile 9U. | 212
AP900412U64Q | Armadio a Parete 540*450*580 ispezionabile 12U. | 222
AP900415U64Q | Armadio a Parete 540*450*715 ispezionabile 15U. | 260
Armadi a Parete 19” L*P*H Largh.540 mm-Prof.600 mm
AP900409U66Q | Armadio a Parete 540*600*450 ispezionabile 9U. | 232
AP900412U66Q | Armadio a Parete 540*600*580 ispezionabile 12U. | 285
AP900415U66Q | Armadio a Parete 540*600*715 ispezionabile 15U. | 324
ARMADI A PARETE CON PORTA ANTERIORE IN CRISTALLO TEMPERATO
Armadi a Parete 19” L*P*H Largh.600 mm-Prof.450 mm
AP900406U6X4 | Armadio a Parete 600*450*368 ispezionabile 6U. | 212
AP900409U6X4 | Armadio a Parete 600*450*502 ispezionabile 9U. | 231
AP900412U6X4 | Armadio a Parete 600*450*635 ispezionabile 12U. | 267
AP900415U6X4 | Armadio a Parete 600*450*768 ispezionabile 15U. | 322
Armadi a Parete 19” L*P*H Largh.600 mm-Prof.600 mm
AP900409U6X6 | Armadio a Parete 600*600*502 ispezionabile 9U. | 307
AP900412U6X6 | Armadio a Parete 600*600*635 ispezionabile 12U. | 340
AP900415U6X6 | Armadio a Parete 600*600*768 ispezionabile 15U. | 389
AP900418U6X6 | Armadio a Parete 600*600*902 ispezionabile 18U. | 434
ARMADI A PARETE CON PORTA ANTERIORE GRIGLIATA ALTA DENSITA’
Armadi a Parete 19” L*P*H Largh.600 mm-Prof.450 mm
AP900406U64G | Armadio a Parete 600*450*368 ispezionabile 6U. Porta Anteriore Grigliata | 269
AP900409U64G | Armadio a Parete 600*450*502 ispezionabile 9U. Porta Anteriore Grigliata | 313
Armadi a Parete 19” L*P*H Largh.600 mm-Prof.600 mm
AP900409U66G | Armadio a Parete 600*600*502 ispezionabile 9U. Porta Anteriore Grigliata | 458
ARMADI A PARETE CON PORTA ANTERIORE CIECA
Armadi a Parete 19” L*P*H Largh.600 mm-Prof.450 mm
AP900406U64C | Armadio a Parete 600*450*368 ispezionabile 6U. Porta Anteriore Cieca | 262
AP900409U64C | Armadio a Parete 600*450*502 ispezionabile 9U. Porta Anteriore Cieca | 292
AP900412U64C | Armadio a Parete 600*450*635 ispezionabile 12U. Porta Anteriore Cieca | 330
AP900415U64C | Armadio a Parete 600*450*768 ispezionabile 15U. Porta Anteriore Cieca | 380
Armadi a Parete 19” L*P*H Largh.600 mm-Prof.600 mm
AP900409U66C | Armadio a Parete 600*600*502 ispezionabile 9U. Porta Anteriore Cieca | 366
AP900412U66C | Armadio a Parete 600*600*635 ispezionabile 12U. Porta Anteriore Cieca | 398
AP900415U66C | Armadio a Parete 600*600*768 ispezionabile 15U. Porta Anteriore Cieca | 450
AP900418U66C | Armadio a Parete 600*600*902 ispezionabile 18U. Porta Anteriore Cieca | 514
ARMADI RACK E ACCESSORI 4NET
CODICE | DESCRIZIONE | LISTINO EURO
ARMADI RACK 19” COLORE NERO RAL 9004
STAFFE DI MONTAGGIO A PARETE
Staffa di Montaggio a Parete 19” L*P*H Largh.465mm-Prof.304,8mm
OF900404U4X3 | Staffa di Montaggio a Parete 465*304.8*180 - 04U. | 110
OF900406U4X3 | Staffa di Montaggio a Parete 465*304.8*269 - 06U. | 120
ARMADI A PAVIMENTO CON PORTA ANTERIORE IN CRISTALLO TEMPERATO
Armadi a Pavimento 19” L*P*H Largh.600mm - Prof.600mm
AR900422U6X6 | Armadio a Pavimento 600*600*1166 - 22U. | 730
AR900427U6X6 | Armadio a Pavimento 600*600*1388 - 27U. | 809
AR900432U6X6 | Armadio a Pavimento 600*600*1610 - 32U. | 893
AR900437U6X6 | Armadio a Pavimento 600*600*1833 - 37U. | 990
AR900442U6X6 | Armadio a Pavimento 600*600*2055 - 42U. | 1013
Armadi a Pavimento 19” L*P*H Largh.600mm-Prof.800mm
AR900422U6X8 | Armadio a Pavimento 600*800*1166 - 22U. | 790
AR900432U6X8 | Armadio a Pavimento 600*800*1610 - 32U. | 982
AR900437U6X8 | Armadio a Pavimento 600*800*1833 - 37U. | 1050
AR900442U6X8 | Armadio a Pavimento 600*800*2055 - 42U. | 1114
Armadi a Pavimento 19” L*P*H Largh.600mm-Prof.1000mm
AR900422U610 | Armadio a Pavimento 600*1000*1166 - 22U. | 905
AR900432U610 | Armadio a Pavimento 600*1000*1610 - 32U. | 1193
AR900437U610 | Armadio a Pavimento 600*1000*1833 - 37U. | 1300
AR900442U610 | Armadio a Pavimento 600*1000*2055 - 42U. | 1340
Armadi a Pavimento 19” L*P*H Largh.800mm-Prof.800mm
AR900422U8X8 | Armadio a Pavimento 800*800*1166 - 22U. | 998
AR900432U8X8 | Armadio a Pavimento 800*800*1610 - 32U. | 1249
AR900442U8X8 | Armadio a Pavimento 800*800*2055 - 42U. | 1393
AR900447U8X8 | Armadio a Pavimento 800*800*2277 - 47U. | 1590
Armadi a Pavimento 19” L*P*H Largh.800mm-Prof.1000mm
AR900422U810 | Armadio a Pavimento 800*1000*1166 - 22U. | 1060
AR900432U810 | Armadio a Pavimento 800*1000*1610 - 32U. | 1260
AR900442U810 | Armadio a Pavimento 800*1000*2055 - 42U. | 1720
AR900447U810 | Armadio a Pavimento 800*1000*2277 - 47U. | 1890
Armadi a Pavimento 19” L*P*H Largh.800mm-Prof.1200mm
AR900442U812 | Armadio a Pavimento 800*1200*2055 - 42U. | 2100
AR900447U812 | Armadio a Pavimento 800*1200*2277 - 47U. | 2390
ARMADI RACK E ACCESSORI 4NET
CODICE | DESCRIZIONE | LISTINO EURO
ARMADI RACK 19” COLORE NERO RAL 9004
ARMADI A PAVIMENTO CON PORTA ANTERIORE GRIGLIATA ANTA UNICA ALTA DENSITA’
Armadi a Pavimento 19” L*P*H Largh.600mm - Prof.600mm
AM900422U6X6 | Armadio a Pavimento 600*600*1166 - 22U. Porta Anteriore Grigliata Anta Unica Alta Densità | 838
AM900427U6X6 | Armadio a Pavimento 600*600*1388 - 27U. Porta Anteriore Grigliata Anta Unica Alta Densità | 962
AM900432U6X6 | Armadio a Pavimento 600*600*1610 - 32U. Porta Anteriore Grigliata Anta Unica Alta Densità | 1049
AM900437U6X6 | Armadio a Pavimento 600*600*1833 - 37U. Porta Anteriore Grigliata Anta Unica Alta Densità | 1145
AM900442U6X6 | Armadio a Pavimento 600*600*2055 - 42U. Porta Anteriore Grigliata Anta Unica Alta Densità | 1195
Armadi a Pavimento 19” L*P*H Largh.600mm-Prof.800mm
AM900422U6X8 | Armadio a Pavimento 600*800*1166 - 22U. Porta Anteriore Grigliata Anta Unica Alta Densità | 924
AM900432U6X8 | Armadio a Pavimento 600*800*1610 - 32U. Porta Anteriore Grigliata Anta Unica Alta Densità | 1138
AM900437U6X8 | Armadio a Pavimento 600*800*1833 - 37U. Porta Anteriore Grigliata Anta Unica Alta Densità | 1246
AM900442U6X8 | Armadio a Pavimento 600*800*2055 - 42U. Porta Anteriore Grigliata Anta Unica Alta Densità | 1296
Armadi a Pavimento 19” L*P*H Largh.600mm-Prof.1000mm
AM900422U610 | Armadio a Pavimento 600*1000*1166 - 22U. Porta Anteriore Grigliata Anta Unica Alta Densità | 1042
AM900432U610 | Armadio a Pavimento 600*1000*1610 - 32U. Porta Anteriore Grigliata Anta Unica Alta Densità | 1667
AM900437U610 | Armadio a Pavimento 600*1000*1833 - 37U. Porta Anteriore Grigliata Anta Unica Alta Densità | 1473
AM900442U610 | Armadio a Pavimento 600*1000*2055 - 42U. Porta Anteriore Grigliata Anta Unica Alta Densità | 1523
Armadi a Pavimento 19” L*P*H Largh.800mm-Prof.800mm
AM900442U8X8 | Armadio a Pavimento 800*800*2055 - 42U. Porta Anteriore Grigliata Anta Unica Alta Densità | 1611
AM900447U8X8 | Armadio a Pavimento 800*800*2277 - 47U. Porta Anteriore Grigliata Anta Unica Alta Densità | 1788
Armadi a Pavimento 19” L*P*H Largh.800mm-Prof.1000mm
AM900442U810 | Armadio a Pavimento 800*1000*2055 - 42U. Porta Anteriore Grigliata Anta Unica Alta Densità | 1939
AM900447U810 | Armadio a Pavimento 800*1000*2277 - 47U. Porta Anteriore Grigliata Anta Unica Alta Densità | 2074
Armadi a Pavimento 19” L*P*H Largh.800mm-Prof.1200mm
AM900442U812 | Armadio a Pavimento 800*1200*2055 - 42U. Porta Anteriore Grigliata Anta Unica Alta Densità | 2204
AM900447U812 | Armadio a Pavimento 800*1200*2277 - 47U. Porta Anteriore Grigliata Anta Unica Alta Densità | 2584
ARMADI A PAVIMENTO CON PORTA ANTERIORE GRIGLIATA DOPPIA ANTA ALTA DENSITÀ
Armadio a Pavimento 19” L*P*H Largh.600mm - Prof.600mm
AD900422U6X6 | Armadio a Pavimento 600*600*1166 - 22U. Porta Anteriore Grigliata Doppia Anta Alta Densità | 893
AD900427U6X6 | Armadio a Pavimento 600*600*1388 - 27U. Porta Anteriore Grigliata Doppia Anta Alta Densità | 970
AD900437U6X6 | Armadio a Pavimento 600*600*1833 - 37U. Porta Anteriore Grigliata Doppia Anta Alta Densità | 1201
AD900442U6X6 | Armadio a Pavimento 600*600*2055 - 42U. Porta Anteriore Grigliata Doppia Anta Alta Densità | 1284
Armadio a Pavimento 19” L*P*H Largh.600mm-Prof.800mm
AD900422U6X8 | Armadio a Pavimento 600*800*1166 - 22U. Porta Anteriore Grigliata Doppia Anta Alta Densità | 900
AD900437U6X8 | Armadio a Pavimento 600*800*1833 - 37U. Porta Anteriore Grigliata Doppia Anta Alta Densità | 1293
AD900442U6X8 | Armadio a Pavimento 600*800*2055 - 42U. Porta Anteriore Grigliata Doppia Anta Alta Densità | 1343
Armadio a Pavimento 19” L*P*H Largh.600mm-Prof.1000mm
AD900422U610 | Armadio a Pavimento 600*1000*1166 - 22U. Porta Anteriore Grigliata Doppia Anta Alta Densità | 1048
AD900437U610 | Armadio a Pavimento 600*1000*1833 - 37U. Porta Anteriore Grigliata Doppia Anta Alta Densità | 1519
AD900442U610 | Armadio a Pavimento 600*1000*2055 - 42U. Porta Anteriore Grigliata Doppia Anta Alta Densità | 1569
Armadio a Pavimento 19” L*P*H Largh.800mm-Prof.800mm
AD900422U8X8 | Armadio a Pavimento 800*800*1116 - 22U. Porta Anteriore Grigliata Doppia Anta Alta Densità | 1143
AD900432U8X8 | Armadio a Pavimento 800*800*1610 - 22U. Porta Anteriore Grigliata Doppia Anta Alta Densità | 1360
AD900442U8X8 | Armadio a Pavimento 800*800*2055 - 42U. Porta Anteriore Grigliata Doppia Anta Alta Densità | 1632
AD900447U8X8 | Armadio a Pavimento 800*800*2277 - 47U. Porta Anteriore Grigliata Doppia Anta Alta Densità | 1778
Armadio a Pavimento 19” L*P*H Largh.800mm-Prof.1000mm
AD900422U810 | Armadio a Pavimento 800*1000*1116 - 22U. Porta Anteriore Grigliata Doppia Anta Alta Densità | 1207
AD900432U810 | Armadio a Pavimento 800*1000*1610 - 22U. Porta Anteriore Grigliata Doppia Anta Alta Densità | 1453
AD900442U810 | Armadio a Pavimento 800*1000*2055 - 42U. Porta Anteriore Grigliata Doppia Anta Alta Densità | 1960
AD900447U810 | Armadio a Pavimento 800*1000*2277 - 47U. Porta Anteriore Grigliata Doppia Anta Alta Densità | 2064
Armadio a Pavimento 19” L*P*H Largh.800mm-Prof.1200mm
AD900442U812 | Armadio a Pavimento 800*1200*2055 - 42U. Porta Anteriore Grigliata Doppia Anta Alta Densità | 2225
AD900447U812 | Armadio a Pavimento 800*1200*2277 - 47U. Porta Anteriore Grigliata Doppia Anta Alta Densità | 2624
ARMADI RACK E ACCESSORI 4NET
CODICE | DESCRIZIONE | LISTINO EURO
ARMADI RACK 19” COLORE NERO RAL 9004
ARMADI SERVER A PAVIMENTO CON PORTA ANTERIORE E POSTERIORE GRIGLIATA ALTA DENSITÀ
Armadio a Pavimento 19” L*P*H Largh.600mm-Prof.600mm
AS900422U6X6M | Armadio a Pavimento 600*600*1166 - 22U. Porta Anteriore e Posteriore Grigliata Alta Densità | 895
AS900427U6X6M | Armadio a Pavimento 600*600*1388 - 27U. Porta Anteriore e Posteriore Grigliata Alta Densità | 1030
AS900432U6X6M | Armadio a Pavimento 600*600*1610 - 32U. Porta Anteriore e Posteriore Grigliata Alta Densità | 1109
AS900437U6X6M | Armadio a Pavimento 600*600*1833 - 37U. Porta Anteriore e Posteriore Grigliata Alta Densità | 1168
AS900442U6X6M | Armadio a Pavimento 600*600*2055 - 42U. Porta Anteriore e Posteriore Grigliata Alta Densità | 1231
Armadio a Pavimento 19” L*P*H Largh.600mm-Prof.800mm
AS900422U6X8M | Armadio a Pavimento 600*800*1166 - 22U. Porta Anteriore e Posteriore Grigliata Alta Densità | 987
AS900432U6X8M | Armadio a Pavimento 600*800*1610 - 32U. Porta Anteriore e Posteriore Grigliata Alta Densità | 1202
AS900437U6X8M | Armadio a Pavimento 600*800*1833 - 37U. Porta Anteriore e Posteriore Grigliata Alta Densità | 1306
AS900442U6X8M | Armadio a Pavimento 600*800*2055 - 42U. Porta Anteriore e Posteriore Grigliata Alta Densità | 1326
Armadio a Pavimento 19” L*P*H Largh.600mm-Prof.1000mm
AS900422U610M | Armadio a Pavimento 600*1000*1166 - 22U. Porta Anteriore e Posteriore Grigliata Alta Densità | 1098
AS900432U610M | Armadio a Pavimento 600*1000*1610 - 32U. Porta Anteriore e Posteriore Grigliata Alta Densità | 1407
AS900437U610M | Armadio a Pavimento 600*1000*1833 - 37U. Porta Anteriore e Posteriore Grigliata Alta Densità | 1537
AS900442U610M | Armadio a Pavimento 600*1000*2055 - 42U. Porta Anteriore e Posteriore Grigliata Alta Densità | 1572
ARMADI SERVER A PAVIMENTO CON PORTA ANTERIORE E POSTERIORE GRIGLIATA DOPPIA ANTA ALTA DENSITÀ
Armadio a Pavimento 19” L*P*H Largh.800mm-Prof.800mm
AS900422U8X8 | Armadio a Pavimento 800*800*1166 - 22U. Porta Anteriore e Posteriore Grigliata Doppia Anta Alta Densità | 1392
AS900432U8X8 | Armadio a Pavimento 800*800*1610 - 32U. Porta Anteriore e Posteriore Grigliata Doppia Anta Alta Densità | 1662
AS900442U8X8 | Armadio a Pavimento 800*800*2055 - 42U. Porta Anteriore e Posteriore Grigliata Doppia Anta Alta Densità | 1900
AS900447U8X8 | Armadio a Pavimento 800*800*2277 - 47U. Porta Anteriore e Posteriore Grigliata Doppia Anta Alta Densità | 2153
Armadio a Pavimento 19” L*P*H Largh.800mm-Prof.1000mm
AS900422U810 | Armadio a Pavimento 800*1000*1166 - 22U. Porta Anteriore e Posteriore Grigliata Doppia Anta Alta Densità | 1463
AS900432U810 | Armadio a Pavimento 800*1000*1610 - 32U. Porta Anteriore e Posteriore Grigliata Doppia Anta Alta Densità | 1762
AS900442U810 | Armadio a Pavimento 800*1000*2055 - 42U. Porta Anteriore e Posteriore Grigliata Doppia Anta Alta Densità | 2153
AS900447U810 | Armadio a Pavimento 800*1000*2277 - 47U. Porta Anteriore e Posteriore Grigliata Doppia Anta Alta Densità | 2436
Armadio a Pavimento 19” L*P*H Largh.800mm-Prof.1200mm
AS900442U812 | Armadio a Pavimento 800*1200*2055 - 42U. Porta Anteriore e Posteriore Grigliata Doppia Anta Alta Densità | 2605
AS900447U812 | Armadio a Pavimento 800*1200*2277 - 47U. Porta Anteriore e Posteriore Grigliata Doppia Anta Alta Densità | 3056
ARMADI RACK E ACCESSORI 4NET
CODICE | DESCRIZIONE | LISTINO EURO
ARMADI RACK 19” COLORE NERO RAL 9004
ARMADI A PAVIMENTO CON PORTA ANTERIORE E POSTERIORE CIECA
Armadio a Pavimento 19” L*P*H Largh.600mm - Prof.600mm
AB900422U6X6 | Armadio a Pavimento 600*600*1166 - 22U. Porta Anteriore e Posteriore Cieca | 845
AB900432U6X6 | Armadio a Pavimento 600*600*1610 - 32U. Porta Anteriore e Posteriore Cieca | 1101
AB900437U6X6 | Armadio a Pavimento 600*600*1833 - 37U. Porta Anteriore e Posteriore Cieca | 1254
AB900442U6X6 | Armadio a Pavimento 600*600*2055 - 42U. Porta Anteriore e Posteriore Cieca | 1304
Armadio a Pavimento 19” L*P*H Largh.600mm-Prof.800mm
AB900422U6X8 | Armadio a Pavimento 600*800*1166 - 22U. Porta Anteriore e Posteriore Cieca | 965
AB900432U6X8 | Armadio a Pavimento 600*800*1610 - 32U. Porta Anteriore e Posteriore Cieca | 1242
AB900437U6X8 | Armadio a Pavimento 600*800*1833 - 37U. Porta Anteriore e Posteriore Cieca | 1355
AB900442U6X8 | Armadio a Pavimento 600*800*2055 - 42U. Porta Anteriore e Posteriore Cieca | 1405
Armadio a Pavimento 19” L*P*H Largh.600mm-Prof.1000mm
AB900422U610 | Armadio a Pavimento 600*1000*1166 - 22U. Porta Anteriore e Posteriore Cieca | 1166
AB900432U610 | Armadio a Pavimento 600*1000*1610 - 32U. Porta Anteriore e Posteriore Cieca | 1485
AB900437U610 | Armadio a Pavimento 600*1000*1833 - 37U. Porta Anteriore e Posteriore Cieca | 1582
AB900442U610 | Armadio a Pavimento 600*1000*2055 - 42U. Porta Anteriore e Posteriore Cieca | 1632
Armadio a Pavimento 19” L*P*H Largh.800mm-Prof.800mm
AB900442U8X8 | Armadio a Pavimento 800*800*2055 - 42U. Porta Anteriore e Posteriore Cieca | 1768
AB900447U8X8 | Armadio a Pavimento 800*800*2277 - 47U. Porta Anteriore e Posteriore Cieca | 1913
Armadio a Pavimento 19” L*P*H Largh.800mm-Prof.1000mm
AB900442U810 | Armadio a Pavimento 800*1000*2055 - 42U. Porta Anteriore e Posteriore Cieca | 2095
AB900447U810 | Armadio a Pavimento 800*1000*2277 - 47U. Porta Anteriore e Posteriore Cieca | 2199
Armadio a Pavimento 19” L*P*H Largh.800mm-Prof.1200mm
AB900442U812 | Armadio a Pavimento 800*1200*2055 - 42U. Porta Anteriore e Posteriore Cieca | 2360
AB900447U812 | Armadio a Pavimento 800*1200*2277 - 47U. Porta Anteriore e Posteriore Cieca | 2500
ARMADI RACK E ACCESSORI 4NET
CODICE | DESCRIZIONE | LISTINO EURO
ARMADI RACK 19” COLORE NERO RAL 9004
ARMADI A PAVIMENTO OPEN FRAME CAPACITÀ CARICO STATICO 150KG.
Armadio a Pavimento Open Frame 19” L*P*H Largh.600mm-Prof.600mm
OF900442U6X6 | Armadio a Pavimento 600*600*2002 - 42U. Open Frame | 580
ACCESSORI PER ARMADI RACK 19”
Zoccoli per Armadi a pavimento Colore Grigio Chiaro RAL 7035
ZO703500U6X6 | Zoccolo per Armadio di Permutazione 100mm L.600*P.600 | 93
ZO703500U6X8 | Zoccolo per Armadio di Permutazione 100mm L.600*P.800 | 117
ZO703500U610 | Zoccolo per Armadio di Permutazione 100mm L.600*P.1000 | 118
ZO703500U8X8 | Zoccolo per Armadio di Permutazione 100mm L.800*P.800 | 120
ZO703500U810 | Zoccolo per Armadio di Permutazione 200mm L.800*P.1000 | 130
Zoccoli per Armadi a pavimento Colore Nero RAL 9004
ZO900400U6X6 | Zoccolo per Armadio di Permutazione 100mm L.600*P.600 | 77
ZO900400U6X8 | Zoccolo per Armadio di Permutazione 100mm L.600*P.800 | 85
ZO900400U610 | Zoccolo per Armadio di Permutazione 100mm L.600*P.1000 | 115
ZO900400U8X8 | Zoccolo per Armadio di Permutazione 100mm L.800*P.800 | 101
ZO900400U810 | Zoccolo per Armadio di Permutazione 100mm L.800*P.1000 | 122
ZO900400U812 | Zoccolo per Armadio di Permutazione 100mm L.800*P.1200 | 136
Ripiani Fissi Colore Grigio Chiaro RAL 7035
RF70351U2760 | Ripiano Fisso 1U. Prof. 275mm per Armadio a Parete Prof. 450mm | 23
RF70351U4260 | Ripiano Fisso 1U. Prof. 425mm per Armadio a Parete Prof. 600mm | 40
RF70351U3510 | Ripiano Fisso 1U. Prof. 350mm per Armadio a Pavimento Prof. 600mm -21/27/31/36/41U. | 40
RF70351U5510 | Ripiano Fisso 1U. Prof. 550mm per Armadio a Pavimento Prof. 800mm -21/31/41U. | 55
RF70351U4760 | Ripiano Fisso 1U. Prof. 475mm per Armadio a Pavimento Prof.800mm -42U. | 55
RF70351U6560 | Ripiano Fisso 1U. Prof. 650mm per Armadio a Pavimento Prof.1000mm -22/32/37/42U. | 64
Ripiani Fissi Colore Nero RAL 9004
RF90041U2760 | Ripiano Fisso 1U. Prof. 275mm per Armadio a Parete Prof. 450mm e per Armadio a Pavimento Prof. 600mm | 23
RF90041U4260 | Ripiano Fisso 1U. Prof. 425mm per Armadio a Parete Prof. 600mm | 40
RF90041U4760 | Ripiano Fisso 1U. Prof. 475mm per Armadio a Pavimento Prof. 800mm | 55
RF90041U6560 | Ripiano Fisso 1U. Prof. 650mm per Armadio a Pavimento Prof. 1000mm/1200mm | 64
Ripiani a Sbalzo Colore Grigio Chiaro RAL 7035
RS70351U2510 | Ripiano a Sbalzo 1U. Prof. 250mm | 32
RS70352U3820 | Ripiano a Sbalzo 2U. Prof. 380mm | 48
Ripiano a Sbalzo Colore Nero RAL 9004
RS90041U1702 | Ripiano a Sbalzo 1U. Prof. 170mm x Armadio 10” | 15
RS90041U2510 | Ripiano a Sbalzo 1U. Prof. 250mm | 32
RS90042U3820 | Ripiano a Sbalzo 2U. Prof. 380mm | 48
Ripiani Estraibili Colore Grigio Chiaro RAL 7035
RE70351U3520 | Ripiano Estraibile 1U. Prof. 350mm per Armadio a PavimentoProf. 600mm -21/27/31/36/41U. | 55
RE70351U5520 | Ripiano Estraibile 1U. Prof. 550mm per Armadio a Pavimento Prof. 800mm -21/31/41U. | 75
RE70351U5620 | Ripiano Estraibile 1U. Prof. 566mm per Armadio a Pavimento Prof. 800mm -42U. | 75
RE70351U7420 | Ripiano Estraibile 1U. Prof. 741mm per Armadio a Pavimento Prof. 1000mm -22/32/37/42U. | 101
Ripiani Estraibili Colore Nero RAL 9004
RE90041U3620 | Ripiano Estraibile 1U. Prof.366mm per Armadio a Pavimento Prof. 600mm | 55
RE90041U5620 | Ripiano Estraibile 1U. Prof.566mm per Armadio a Pavimento Prof. 800mm | 75
RE90041U7420 | Ripiano Estraibile 1U. Prof.741mm per Armadio a Pavimento Prof. 1000mm/1200mm | 101
Passacavi, Pannelli ciechi Colore Grigio Chiaro RAL 7035
PW703501U19A | Pannello Passacavi con Anelli 1U. | 20
PW703501U19C | Pannello Passacavi con Coprifilo 1U. | 21
PW703502U19C | Pannello Passacavi con Coprifilo 2U. | 29
PW703501U19S | Pannello Passacavi con Spazzola 1U. | 27
PC703501U19P | Pannello Cieco 1U. | 10
PC703502U19P | Pannello Cieco 2U. | 12
PC703504U19P | Pannello Cieco 4U. | 21
PW703542U0X0 | Passacavi Laterale con Coprifilo per Armadio a Pavimento 42U. Largh. 800mm | 100
ARMADI RACK E ACCESSORI 4NET
CODICE | DESCRIZIONE | LISTINO EURO
ACCESSORI PER ARMADI RACK 19”
Passacavi, Pannelli ciechi Colore Nero RAL 9004
PW900401U19A | Pannello Passacavi con Anelli 1U. | 20
PW900401U19C | Pannello Passacavi con Coprifilo 1U. | 21
PW900402U19C | Pannello Passacavi con Coprifilo 2U. | 29
PW900401U19S | Pannello Passacavi con Spazzola 1U. | 29
PW900400U00S | Pannello Passacavi con Spazzola per Base e Tetto Armadi a Pavimento | 30
PW900442UML | Passacavi Montaggio Laterale per Armadi a Pavimento 42U | 80
PW900447UML | Passacavi Montaggio Laterale per Armadi a Pavimento 47U | 100
PC900401U19P | Pannello Cieco 1U. | 10
PC900402U19P | Pannello Cieco 2U. | 12
PC900404U19P | Pannello Cieco 4U. | 21
PW900442U0X0 | Passacavi Laterale con Coprifilo per Armadio a Pavimento 42U. Largh. 800mm | 100
PW900447U0X0 | Passacavi Laterale con Coprifilo per Armadio a Pavimento 47U. Largh. 800mm | 116
Staffe di appoggio Colore Nero RAL 9004
SL9004XX2760 | Staffa di Appoggio ad L x Armadi a Pavimento Prof.600mm | 10
SL9004XX4760 | Staffa di Appoggio ad L x Armadi a Pavimento Prof.800mm | 13
SL9004XX6560 | Staffa di Appoggio ad L x Armadi a Pavimento Prof.1000/1200mm | 16
Ventole e Cassetti di Ventilazione Colore Grigio Chiaro RAL 7035
VC703501U02V | Cassetto Ventilante 2 Ventole 1U. | 110
VC703501U04V | Cassetto Ventilante 4 Ventole 1U. | 147
VC703501UALL | Cassetto con Termostato Senza Ventole | 250
VC703502V6X6 | Cassetto Ventilante a Tetto 2 Ventole per Armadi L. 600*600 -21/27/31/36/41U. | 75
VC703504V6X6 | Cassetto Ventilante a Tetto 4 Ventole per Armadi L. 600*600 -21/27/31/36/41U. | 73
VC703504V6X8 | Cassetto Ventilante a Tetto 4 Ventole per Armadi L. 600*800 21/31/41U. | 129
VC000000UALL | Ventola 120*120 - 220Vac per Armadio a Parete con Viti e Griglia | 36
VC000000UALL08 | Ventola 80*80 - 220Vac con Viti | 28
VC703500U02V | Gruppo 2 Ventole a tetto per Armadio a Pavimento 22/32/37/42U. | 72
Ventole e Cassetti di Ventilazione Colore Nero RAL 9004
VC900401U02V | Cassetto Ventilante 2 Ventole 1U. | 110
VC900401U04V | Cassetto Ventilante 4 Ventole 1U. | 147
VC900401UALL | Cassetto con Termostato Senza Ventole | 250
VC900401UT4V | Cassetto Ventilante 4 Ventole con Termostato 1U. | 290
VC000000UALL | Ventola 120*120 - 220Vac per Armadio a Parete con Viti e Griglia | 36
VC900400U02V | Gruppo 2 Ventole a tetto per Armadio a Pavimento | 72
Contenitori Guida DIN Colore Grigio Chiaro RAL 7035
GD703503UXOF | Supporto Rack 19” 3U. con guida DIN open frame | 130
GD703503UALL | Contenitore Rack 19” 3U. con guida DIN | 130
Contenitori Guida DIN Colore Nero RAL 9004
GD900403UXOF | Supporto rack 19” con guida DIN open frame | 130
GD900403UALL | Contenitore rack 19” con guida DIN | 130
Cassetti Porta Documenti/Tastiera Colore Grigio Chiaro RAL 7035
CPD703502UCC | Cassetto Porta Documenti Rack 19” 2U. con chiave di sicurezza | 112
CPT703501UCC | Cassetto Porta Tastiera Estraibile a Passo Variabile Rack 19” 1U. con chiave di sicurezza | 153
Cassetti Porta Documenti/Tastiera Colore Nero RAL 9004
CPD900402UCC | Cassetto Porta Documenti Rack 19” 2U. con chiave di sicurezza | 112
CPT900401UCC | Cassetto Porta Tastiera Estraibile a Passo Variabile Rack 19” 1U. con chiave di sicurezza | 153
Montanti x Armadi a Pavimento Colore Nero RAL 9004
MONT900422UZ | Coppia Montanti Zincati per Armadi a Pavimento 22U. | 79
MONT900427UZ | Coppia Montanti Zincati per Armadi a Pavimento 27U. | 85
MONT900432UZ | Coppia Montanti Zincati per Armadi a Pavimento 32U. | 90
MONT900437UZ | Coppia Montanti Zincati per Armadi a Pavimento 37U. | 96
MONT900442UZ | Coppia Montanti Zincati per Armadi a Pavimento 42U. | 107
MONT900447UZ | Coppia Montanti Zincati per Armadi a Pavimento 47U. | 119
ARMADI RACK E ACCESSORI 4NET
CODICE | DESCRIZIONE | LISTINO EURO
ACCESSORI PER ARMADI RACK 19”
Barre di alimentazione
MP900403ILAS | Canalina Alimentaz. 3 prese + Interruttore Luminoso in Alluminio x Armadio 10” | 43.5
MP900406IL01 | Canalina Alimentaz. 6 Prese 1U. + Interruttore Luminoso | 62
MP900408IL01 | Canalina Alimentaz. 8 Prese 1U. + Interruttore Luminoso | 72
MP900406IM01 | Canalina Alimentaz. 6 Prese 1U. + Interruttore Magnetotermico | 85
MP900412IL01 | Canalina Alimentaz.12 Prese 1U. + Interruttore Luminoso montaggio verticale | 112
MP900406ILAS | Canalina Alimentaz. 6 Prese 1,5U. + Interruttore Luminoso | 69
MP900408ILAS | Canalina Alimentaz. 8 Prese 1,5U. + Interruttore Luminoso | 76
MP900406MAAS | Canalina Alimentaz. 6 Prese 1,5U. + Interruttore Magnetotermico | 93
Dadi, Serrature
820036 | Kit Dadi M6 e Viti M6*12 Professionali In Nickel (Bustina da 20 pz.) | 23
820069 | Serratura per Pannelli Laterali per Armadi a Parete e Pavimento | 9
820040 | Serratura a scomparsa per Porta Anteriore e Posteriore per Armadi a Pavimento | 52
820039 | Serratura per Porta Anteriore e Posteriore Cieca per Armadi a Pavimento | 7
STCILSECMAXXX | Serratura per Armadio Security SBOX120/SBOX200 | 20
Piedini e Ruote
820041 | Piedini di Livellamento Capacità di Carico 600Kg. (Bustina da 2 pz.) | 8
820037 | Ruote Libere Capacità di Carico 150Kg. (Bustina da 2 pz.) | 21
820038 | Ruote con Freno Capacità di Carico 150Kg. (Bustina da 2 pz.) | 25
Kit Messa a Terra e Accoppiatori
TN0000ALL | Kit 10 Conduttori Messa a Terra | 22
820066 | Accoppiatore per Armadio a Pavimento | 9.5
Accessori per Armadio a Parete Security Doppia Serratura
SV900410X10 | Staffa Standard Vesa 100*100 Zincata | 22
SV703510X10 | Staffa Standard Vesa 100*100 Zincata | 22
SF703501U19P | Kit Staffe 19" 1U Colore Grigio Chiaro RAL 7035 | 9
SF900401U19P | Kit Staffe 19" 1U Colore Nero RAL 9004 | 9

## CABLAGGIO STRUTTURATO
4 Power S.r.l.
LISTINO PREZZI
OTTOBRE 2025
Cablaggio Strutturato
INDICE
Cablaggio Strutturato 4Net
Strumentazione
CABLAGGIO STRUTTURATO 4NET
CODICE | DESCRIZIONE | LISTINO EURO
CABLAGGIO RAME
PATCH CORD CATEGORIA 5E
Patch Cord Cat. 5E UTP 0,5m
CP5EUTP05G | Patch Cord Rj45 U/UTP Cat. 5E 0,5m Grigio | 2
CP5EUTP05R | Patch Cord Rj45 U/UTP Cat. 5E 0,5m Rosso | 2
CP5EUTP05B | Patch Cord Rj45 U/UTP Cat. 5E 0,5m Blu | 2
CP5EUTP05Y | Patch Cord Rj45 U/UTP Cat. 5E 0,5m Giallo | 2
CP5EUTP05V | Patch Cord Rj45 U/UTP Cat. 5E 0,5m Verde | 2
Patch Cord Cat. 5E UTP 1,0m
CP5EUTP10G | Patch Cord Rj45 U/UTP Cat. 5E 1,0m Grigio | 2.7
CP5EUTP10R | Patch Cord Rj45 U/UTP Cat. 5E 1,0m Rosso | 2.7
CP5EUTP10B | Patch Cord Rj45 U/UTP Cat. 5E 1,0m Blu | 2.7
CP5EUTP10Y | Patch Cord Rj45 U/UTP Cat. 5E 1,0m Giallo | 2.7
CP5EUTP10V | Patch Cord Rj45 U/UTP Cat. 5E 1,0m Verde | 2.7
Patch Cord Cat. 5E UTP 2,0m
CP5EUTP20G | Patch Cord Rj45 U/UTP Cat. 5E 2,0m Grigio | 4.2
CP5EUTP20R | Patch Cord Rj45 U/UTP Cat. 5E 2,0m Rosso | 4.2
CP5EUTP20B | Patch Cord Rj45 U/UTP Cat. 5E 2,0m Blu | 4.2
CP5EUTP20Y | Patch Cord Rj45 U/UTP Cat. 5E 2,0m Giallo | 4.2
CP5EUTP20V | Patch Cord Rj45 U/UTP Cat. 5E 2,0m Verde | 4.2
Patch Cord Cat. 5E UTP 3,0m
CP5EUTP30G | Patch Cord Rj45 U/UTP Cat. 5E 3,0m Grigio | 5.9
CP5EUTP30R | Patch Cord Rj45 U/UTP Cat. 5E 3,0m Rosso | 5.9
CP5EUTP30B | Patch Cord Rj45 U/UTP Cat. 5E 3,0m Blu | 5.9
CP5EUTP30Y | Patch Cord Rj45 U/UTP Cat. 5E 3,0m Giallo | 5.9
CP5EUTP30V | Patch Cord Rj45 U/UTP Cat. 5E 3,0m Verde | 5.9
Patch Cord Cat. 5E UTP 5,0m
CP5EUTP50G | Patch Cord Rj45 U/UTP Cat. 5E 5,0m Grigio | 8.8
CP5EUTP50R | Patch Cord Rj45 U/UTP Cat. 5E 5,0m Rosso | 8.8
CP5EUTP50B | Patch Cord Rj45 U/UTP Cat. 5E 5,0m Blu | 8.8
CP5EUTP50Y | Patch Cord Rj45 U/UTP Cat. 5E 5,0m Giallo | 8.8
CP5EUTP50V | Patch Cord Rj45 U/UTP Cat. 5E 5,0m Verde | 8.8
Patch Cord Cat. 5E FTP
CP5EFTP05G | Patch Cord Rj45 F/UTP Cat. 5E 0,5m Grigio | 2.2
CP5EFTP10G | Patch Cord Rj45 F/UTP Cat. 5E 1,0m Grigio | 3.32
CP5EFTP20G | Patch Cord Rj45 F/UTP Cat. 5E 2,0m Grigio | 4.2
CP5EFTP30G | Patch Cord Rj45 F/UTP Cat. 5E 3,0m Grigio | 5.5
PATCH CORD CATEGORIA 6
Patch Cord Cat. 6 UTP 0,2m ( Minimo Ordinabile per multipli di 10 pz )
CP06UTP02G | Patch Cord Rj45 U/UTP Cat. 6 0,2m Grigio | 1.9
CP06UTP02R | Patch Cord Rj45 U/UTP Cat. 6 0,2m Rosso | 1.9
CP06UTP02B | Patch Cord Rj45 U/UTP Cat. 6 0,2m Blu | 1.9
CP06UTP02Y | Patch Cord Rj45 U/UTP Cat. 6 0,2m Giallo | 1.9
CP06UTP02V | Patch Cord Rj45 U/UTP Cat. 6 0,2m Verde | 1.9
CP06UTP02N | Patch Cord Rj45 U/UTP Cat. 6 0,2m Nero | 1.9
Patch Cord Cat. 6 UTP 0,5m
CP06UTP05G | Patch Cord Rj45 U/UTP Cat. 6 0,5m Grigio | 2.2
CP06UTP05R | Patch Cord Rj45 U/UTP Cat. 6 0,5m Rosso | 2.2
CP06UTP05B | Patch Cord Rj45 U/UTP Cat. 6 0,5m Blu | 2.2
CP06UTP05Y | Patch Cord Rj45 U/UTP Cat. 6 0,5m Giallo | 2.2
CP06UTP05V | Patch Cord Rj45 U/UTP Cat. 6 0,5m Verde | 2.2
CP06UTP05N | Patch Cord Rj45 U/UTP Cat. 6 0,5m Nero | 2.2
Patch Cord Cat. 6 UTP 1,0m
CP06UTP10G | Patch Cord Rj45 U/UTP Cat. 6 1,0m Grigio | 3
CP06UTP10R | Patch Cord Rj45 U/UTP Cat. 6 1,0m Rosso | 3
CP06UTP10B | Patch Cord Rj45 U/UTP Cat. 6 1,0m Blu | 3
CP06UTP10Y | Patch Cord Rj45 U/UTP Cat. 6 1,0m Giallo | 3
CP06UTP10V | Patch Cord Rj45 U/UTP Cat. 6 1,0m Verde | 3
CP06UTP10N | Patch Cord Rj45 U/UTP Cat. 6 1,0m Nero | 3
Patch Cord Cat. 6 UTP 2,0m
CP06UTP20G | Patch Cord Rj45 U/UTP Cat. 6 2,0m Grigio | 4.5
CP06UTP20R | Patch Cord Rj45 U/UTP Cat. 6 2,0m Rosso | 4.5
CP06UTP20B | Patch Cord Rj45 U/UTP Cat. 6 2,0m Blu | 4.5
CP06UTP20Y | Patch Cord Rj45 U/UTP Cat. 6 2,0m Giallo | 4.5
CP06UTP20V | Patch Cord Rj45 U/UTP Cat. 6 2,0m Verde | 4.5
CP06UTP20N | Patch Cord Rj45 U/UTP Cat. 6 2,0m Nero | 4.5
Patch Cord Cat. 6 UTP 3,0m
CP06UTP30G | Patch Cord Rj45 U/UTP Cat. 6 3,0m Grigio | 5.8
CP06UTP30R | Patch Cord Rj45 U/UTP Cat. 6 3,0m Rosso | 5.8
CP06UTP30B | Patch Cord Rj45 U/UTP Cat. 6 3,0m Blu | 5.8
CP06UTP30Y | Patch Cord Rj45 U/UTP Cat. 6 3,0m Giallo | 5.8
CP06UTP30V | Patch Cord Rj45 U/UTP Cat. 6 3,0m Verde | 5.8
CP06UTP30N | Patch Cord Rj45 U/UTP Cat. 6 3,0m Nero | 5.8
Patch Cord Cat. 6 UTP 5,0m
CP06UTP50G | Patch Cord Rj45 U/UTP Cat. 6 5,0m Grigio | 8.7
CP06UTP50R | Patch Cord Rj45 U/UTP Cat. 6 5,0m Rosso | 8.7
CP06UTP50B | Patch Cord Rj45 U/UTP Cat. 6 5,0m Blu | 8.7
CP06UTP50Y | Patch Cord Rj45 U/UTP Cat. 6 5,0m Giallo | 8.7
CP06UTP50V | Patch Cord Rj45 U/UTP Cat. 6 5,0m Verde | 8.7
CP06UTP50N | Patch Cord Rj45 U/UTP Cat. 6 5,0m Nero | 8.7
Patch Cord Cat. 6 FTP
CP06SST05G | Patch Cord Rj45 S/FTP Cat. 6 0,5m Grigio | 2.8
CP06SST10G | Patch Cord Rj45 S/FTP Cat. 6 1,0m Grigio | 3.6
CP06SST20G | Patch Cord Rj45 S/FTP Cat. 6 2,0m Grigio | 4.8
CP06SST30G | Patch Cord Rj45 S/FTP Cat. 6 3,0m Grigio | 6.5
CP06SST50G | Patch Cord Rj45 S/FTP Cat. 6 5,0m Grigio | 8.5
PATCH CORD CATEGORIA 6A
Patch Cord Cat. 6A UTP
CP6AUUTP05G | Patch Cord Rj45 U/UTP Cat. 6A 0,5m Grigio | 3.1
CP6AUUTP10G | Patch Cord Rj45 U/UTP Cat. 6A 1,0m Grigio | 3.9
CP6AUUTP20G | Patch Cord Rj45 U/UTP Cat. 6A 2,0m Grigio | 7.3
CP6AUUTP30G | Patch Cord Rj45 U/UTP Cat. 6A 3,0m Grigio | 9.9
CP6AUUTP50G | Patch Cord Rj45 U/UTP Cat. 6A 5,0m Grigio | 15.1
Patch Cord Cat. 6A FTP
CP6AUFTP05G | Patch Cord Rj45 U/FTP Cat. 6A 0,5m Grigio | 3.9
CP6AUFTP10G | Patch Cord Rj45 U/FTP Cat. 6A 1,0m Grigio | 4.3
CP6AUFTP20G | Patch Cord Rj45 U/FTP Cat. 6A 2,0m Grigio | 7.4
CP6AUFTP30G | Patch Cord Rj45 U/FTP Cat. 6A 3,0m Grigio | 8.1
CP6AUFTP50G | Patch Cord Rj45 U/FTP Cat. 6A 5,0m Grigio | 14.5
PATCH CORD CATEGORIA 8
Patch Cord Cat. 8 FTP
CP08SSTP05G | Patch Cord Rj45 S/STP Cat. 8 0,5m Grigio | 4.6
CP08SSTP10G | Patch Cord Rj45 S/STP Cat. 8 1,0m Grigio | 5.8
CP08SSTP20G | Patch Cord Rj45 S/STP Cat. 8 2,0m Grigio | 7.9
CP08SSTP30G | Patch Cord Rj45 S/STP Cat. 8 3,0m Grigio | 10.1
CP08SSTP50G | Patch Cord Rj45 S/STP Cat. 8 5,0m Grigio | 14.5
PANNELLI DI PERMUTAZIONE
Pannelli di Permutazione per Armadi Rack 10”
PP5EUTP12110 | Pannello Permutazione 12 Porte UTP Cat. 5E 10” | 26.8
PP06UTP12110 | Pannello Permutazione 12 Porte UTP Cat. 6 10” | 30.3
Pannelli di Permutazione per Armadi Rack 19” Vuoti per assemblaggio connettori RJ45
PP00XXX16000 | Pannello Permutazione 16 Porte Vuoto NERO 19” (utilizzabile per cablaggio UTP) | 22.4
PP00UTP48000 | Pannello Permutazione 48 Porte Vuoto NERO 19” (utilizzabile per cablaggio UTP) | 42.5
PP00FTP24000 | Pannello Permutazione 24 Porte Vuoto NERO 19” (utilizzabile per cablaggio FTP) | 33
PP00XXX24XXX | Pannello Permutazione 24 Porte Vuoto NERO 19” Tool/Toolles UTP/FTP | 38
PP00XXX24XTR | Pannello Permutazione 24 Porte Vuoto NERO 19” triangolare | 62.4
Pannelli di Permutazione per Armadi Rack 19” per ISDN Cat. 3 - porte RJ45
PP03UTP25KRO | Pannello Permutazione 25 Porte UTP per ISDN Cat.3 con porte RJ45 8P8C Krone IDC 19” 1U. | 74
PP03UTP50KRO | Pannello Permutazione 50 Porte UTP per ISDN Cat.3 con porte RJ45 8P8C Krone IDC 19” 1U. | 88
Pannelli di Permutazione per Armadi Rack 19” Cat. 5E - porte RJ45
PP5EUTP24110 | Pannello Permutazione 24 Porte UTP Cat. 5E 19” | 48
PP5EUTP48110 | Pannello Permutazione 48 Porte UTP Cat. 5E 19” | 120
PP5EFTP24110 | Pannello Permutazione 24 Porte FTP Cat. 5E 19” | 87.9
Pannelli di Permutazione per Armadi Rack 19” Cat. 6 - porte RJ45
PP06UTP24110 | Pannello Permutazione 24 Porte UTP Cat. 6 19” | 57
PP06UTP2411045C | Pannello Permutazione 24 Porte UTP Cat. 6 19” 45° keystone 4 colori | 68.4
PP06UTP48110 | Pannello Permutazione 48 Porte UTP Cat. 6 19” | 111
PP06FTP24110 | Pannello Permutazione 24 Porte FTP Cat. 6 19” | 109
Pannelli di Permutazione per Armadi Rack 19” Cat. 6A - porte RJ45
PP6AUTP24110 | Pannello Permutazione 24 Porte UTP Cat. 6A 19” | 91
PP6AUTP48110 | Pannello Permutazione 48 Porte UTP Cat. 6A 19” | 130
PP6AFTP24110 | Pannello Permutazione 24 Porte FTP Cat. 6A 19” | 127
CABLAGGIO STRUTTURATO 4NET
CODICE | DESCRIZIONE | LISTINO EURO
CABLAGGIO RAME
PLUG E COVER (MINIMO ORDINABILE PER MULTIPLI DI 50 PZ)
Categoria 3
KP034P4CTP | Plug Telefonici - 4 Posizioni 4 Conduttori | 0.1
KP036P4CTP | Plug Telefonici - 6 Posizioni 4 Conduttori | 0.1
KP036P6CTP | Plug Telefonici - 6 Posizioni 6 Conduttori | 0.2
Categoria 5E
KP5EXUTPTP | Plug UTP Cat. 5E | 0.3
KP5EXUTPBP | Plug UTP Cat. 5E Passante (Necessita di Pinza a Crimpare 830063) | 0.3
KP5EXFTPTP | Plug FTP Cat. 5E | 0.4
Categoria 6
KP06XUTPTP | Plug UTP Cat. 6 | 0.5
KP06XUTPVP | Plug UTP Cat. 6 Passante (Necessita di Pinza a Crimpare 830063) | 0.5
KP06XFTPTP | Plug FTP Cat. 6 | 0.8
Categoria 6A
KP6AUTPWT | Plug UTP cat.6A toolles | 3.6
KP6AFTPST | Plug FTP cat.6A toolless | 7.3
Categoria 8
KP08FTPST | Plug FTP Cat.8 toolles | 14.4
Cover per Plug
830018 | Cover per Plug Grigio | 0.1
830018N | Cover per Plug Nero | 0.1
830018R | Cover per Plug Rosso | 0.1
830018V | Cover per Plug Verde | 0.1
830018Y | Cover per Plug Giallo | 0.1
830018B | Cover per Plug Blu | 0.1
CONNETTORI
Categoria 3
KK034UTPWT | Keystone Cat. 3 UTP - 6 P. 4 conduttori - bianco - Tolless | 1.7
KK036UTPWT | Keystone Cat. 3 UTP - 6 P. 6 conduttori - bianco - Tolless | 1.7
Categoria 5E
KK5EXUTPWP | Keystone Cat. 5E UTP bianco | 2
KK5EXUTPNP | Keystone Cat. 5E UTP nero | 2
KK5EXUTPWT | Keystone Cat. 5E UTP - bianco - Tolless / Punch Down | 3.7
KK5EXFTPAP | Keystone Cat. 5E STP | 5.5
Categoria 6
KK06XUTPWP | Keystone Cat. 6 UTP bianco | 2.3
KK06XUTPNP | Keystone Cat. 6 UTP nero | 2.3
KK06XUTPWT | Keystone Cat. 6 UTP - bianco - Tolless / Punch Down | 4.5
KK06XUTPNT | Keystone Cat. 6 UTP - nero - Tolless / Punch Down | 4.5
KK06XUTPRT | Keystone Cat. 6 UTP - rosso - Tolless / Punch Down | 4.5
KK06XUTPBT | Keystone Cat. 6 UTP - blu - Tolless / Punch Down | 4.5
KK06XUTPYT | Keystone Cat. 6 UTP - giallo - Tolless / Punch Down | 4.5
KK06XUTPVT | Keystone Cat. 6 UTP - verde - Tolless / Punch Down | 4.5
KK06XSTPAP | Keystone Cat. 6 STP - Tolless / Punch Down | 6
Categoria 6A
KK6AXUTPWP | Keystone Cat. 6A UTP bianco | 3.3
KK6AXUTPNP | Keystone Cat. 6A UTP nero | 3.3
KK6AXUTPWT | Keystone Cat. 6A UTP - bianco - Tolless / Punch Down | 3.8
KK6AXUTPNT | Keystone Cat. 6A UTP - nero - Tolless / Punch Down | 3.8
KK6AXSTPWP | Keystone Cat. 6A STP - Tolless / Punch Down | 6.9
Categoria 8
KK08STPWT | Keystone Cat. 8 FTP Toolless | 14
CABLAGGIO STRUTTURATO 4NET
CODICE | DESCRIZIONE | LISTINO EURO
CABLAGGIO RAME
ACCOPPIATORI, SCATOLE DI CONNESSIONE E FILTRI ADSL
Scatole di Connessione
KA5EXUTPWX | Keystone Accoppiatore 2 Connettori RJ45 UTP Cat. 5E - 8P8C Femmina/Femmina bianco | 2.4
KA5EXUTPNX | Keystone Accoppiatore 2 Connettori RJ45 UTP Cat. 5E - 8P8C Femmina/Femmina nero | 2.4
KA5EXFTPAX | Keystone Accoppiatore 2 Connettori RJ45 FTP Cat. 5E - 8P8C Femmina/Femmina | 4.5
KA06XUTPWX | Keystone Accoppiatore 2 Connettori RJ45 UTP Cat. 6 - 8P8C Femmina/Femmina bianco | 2.7
KA06XUTPNX | Keystone Accoppiatore 2 Connettori RJ45 UTP Cat. 6 - 8P8C Femmina/Femmina nero | 2.7
KA06XFTPAX | Keystone Accoppiatore 2 Connettori RJ45 FTP Cat. 6 - 8P8C Femmina/Femmina | 5.2
830219 | Accoppiatore 2 Connettori RJ45 UTP Cat. 5E - 8P8C Femmina/Femmina | 2.9
830246 | Accoppiatore 2 Connettori RJ45 UTP Cat. 6 - 8P8C Femmina/Femmina | 4.6
830247 | Accoppiatore Cat.6 2 Connettori RJ45 UTP - 8P8C F/F IP66 | 12.5
830248 | Accoppiatore Cat.6a 2 Connettori RJ45 UTP - 8P8C F/F IP66 | 14.3
SKLSAMOX | Scatola di Connessione per Reti con Sistema LSA Cat. 5E in Metallo | 9.2
PLTELW1X | Presa da parete incluso Plug 6/4 | 2.8
KSGDINW | Supporto Keystone per barre guida Din | 5.4
PLACCHE E SCATOLE 503
Placche
PL503W1O | Placca 503 Bianca per 1 Keystone Orizzontale | 2.1
PL503W2O | Placca 503 Bianca per 2 Keystone Orizzontale | 2.1
PL503W3O | Placca 503 Bianca per 3 Keystone Orizzontale | 2.1
TC503W0X | Tappo cieco bianco (minimo ordinabile multipli di 20 pz.) | 0.4
Scatola 503
SS503W0O | Scatola Standard 503 Bianca | 2.8
CABLAGGIO STRUTTURATO 4NET
CODICE | DESCRIZIONE | LISTINO EURO
CABLAGGIO RAME
ADATTATORI SERIE CIVILE 4NET (MINIMO ORDINABILE PER MULTIPLI DI 20 PZ)
Adattatori Bticino
IRLUNAW | Adattatore per frutto serie Luna bianco | 1.3
IRMAGIW | Adattatore per frutto serie Magic | 1.3
IRMAGTW | Adattatore per frutto serie Magic TT | 1.3
IRLIVIN | Adattatore per frutto serie Living | 1.7
IRLIINN | Adattatore per frutto serie Living International | 1.6
IRLILHN | Adattatore per frutto serie Living Ligth | 1.6
IRTECKW | Adattatore per frutto serie Living Light Tech | 3.1
IRLINON | Adattatore per frutto serie Living Now Nero | 2.1
IRLINOS | Adattatore per frutto serie Living Now Sabbia | 2.1
IRLINOW | Adattatore per frutto serie Living Now Bianco | 2.1
IRMATIW | Adattatore per frutto serie Matix | 1.7
IRMAGOG | Adattatore per frutto serie Matix GO Grigio | 1.7
IRMAGOW | Adattatore per frutto serie Matix GO Bianco | 1.7
IRAXOLN | Adattatore per frutto serie Axolute Nero | 1.9
IRAXOLG | Adattatore per frutto serie Axolute Grigio | 2.4
IRAXOLW | Adattatore per frutto serie Axolute Bianco | 1.9
Adattatori Gewiss
IRGEWSN | Adattatore per frutto serie System 20 Nero | 1.8
IRGEWSW | Adattatore per frutto serieSystem 20 Bianco | 1.8
IRPLAYN | Adattatore per frutto serie Playbus | 1.8
IRCHORN | Adattatore per frutto serie Chorus Nero | 2
IRCHORT | Adattatore per frutto serie Chorus Titanio | 2.3
IRCHORW | Adattatore per frutto serie Chorus Bianco | 1.9
Adattatori Vimar
IRVIAKN | Adattatore per frutto serie Arkè Nero | 2
IRVIAKM | Adattatore per frutto serie Arkè Metal | 4.4
IRVIAKB | Adattatore per frutto serie Arkè Bianco | 2
IRVIMIN | Adattatore per frutto serie Idea Nero | 2
IRVIMIW | Adattatore per frutto serie Idea Bianco | 1.7
IREIKON | Adattatore per frutto serie Eikon Nero | 1.7
IRVIMEW | Adattatore per frutto serie Eikon Bianco | 1.9
IREIKNS | Adattatore per frutto serie Eikon Next | 2.4
IRVIMPW | Adattatore per frutto serie Plana Bianco | 2.1
IRPLANS | Adattatore per frutto serie Plana Grigio | 2.4
IRVILIN | Adattatore per frutto serie Linea Nero | 2.1
IRVILIC | Adattatore per frutto serie Linea Canapa | 2.1
IRVILIB | Adattatore per frutto serie Linea Bianco | 2.1
Adattatori AVE
IRAVBAW | Adattatore per frutto serie Ave Banquise | 2.6
IRAVBLW | Adattatore per frutto serie Ave Blanc | 2.7
IRAVENN | Adattatore per frutto serie Ave Noir | 2.7
IRAVERG | Adattatore per frutto serie Ave Ral | 2
IRAVEDW | Adattatore per frutto serie Ave Domus 100 | 1.4
IRAVELW | Adattatore per frutto serie Ave Life 44 | 1.2
IRAVALS | Adattatore per frutto serie Ave Allumia Silver | 3.1
IRAVTEN | Adattatore per frutto serie Ave Tekla Nero | 2
Adattatori LeGrand
IRLEGVN | Adattatore per frutto serie Vela Nero | 1.8
IRLEGVW | Adattatore per frutto serie Vela Bianco | 1.7
IRLEGCW | Adattatore per frutto serie Cross | 1.8
IRLEGMW | Adattatore per frutto serie Mosaic | 1.8
Adattatori ABB
IRABBEN | Adattatore per frutto serie Elos | 2
IRABBMW | Adattatore per frutto serie Chiara Bianco | 2
IRABBMN | Adattatore per frutto serie Mylos Nero | 2
IRABMYW | Adattatore per frutto serie Mylos Bianco | 2.1
CABLAGGIO STRUTTURATO 4NET
CODICE | DESCRIZIONE | LISTINO EURO
CABLAGGIO RAME
PINZE - INSERITORI - TESTER SEMPLICI - GESTIONE CAVI
Pinze
830045 | Pinza a Crimpare 4-6-8 POLI | 21.5
830063 | Pinza a Crimpare per Plug Passanti | 29.4
830068 | Pinza per Conn. BNC RG58-59-62-TNC-UHF-SMA | 24.9
Inseritori
830046 | Inseritore Cavo Tipo 110 | 16
830069 | Inseritore Cavo Per Krone LSA | 9.5
Tester
830048 | Tester Semplice per Reti RJ45-RJ11 | 21.4
Gestione Cavi
FFVW015 | Fascetta fermacavo in velcro bianca 15cm (Minimo Ordinabile per Multipli di 100 pz) | 0.1
FFVB015 | Fascetta fermacavo in velcro blu 15cm (Minimo Ordinabile per Multipli di 100 pz) | 0.1
FFVV015 | Fascetta fermacavo in velcro verde 15cm (Minimo Ordinabile per Multipli di 100 pz) | 0.1
FFVR015 | Fascetta fermacavo in velcro rossa 15cm (Minimo Ordinabile per Multipli di 100 pz) | 0.1
FFVG015 | Fascetta fermacavo in velcro gialla 15cm (Minimo Ordinabile per Multipli di 100 pz) | 0.1
FFVN015 | Fascetta fermacavo in velcro nero 15cm (Minimo Ordinabile per Multipli di 100 pz) | 0.1
RFVN25 | Rotolo fermacavo in velcro nero da 25 mt | 24.5
CABLAGGIO STRUTTURATO 4NET
CODICE | DESCRIZIONE | LISTINO EURO
CABLAGGIO IN FIBRA OTTICA
LOOSE DIELETTRICO INTERNO/ESTERNO LSZH CPR CLASSE Cca-s1a,d0,a1
Multimodale 50/125 OM2 Loose Dielettrico LSZH
CF50CL04LSM2 | 4 f.o. 50/125 OM2 Loose Dielettrico interno/esterno CLT monotubo centrale rivestimento LSZH Cca-s1a,d0,a1 | 1.67
CF50CL06LSM2 | 6 f.o. 50/125 OM2 Loose Dielettrico interno/esterno CLT monotubo centrale rivestimento LSZH Cca-s1a,d0,a1 | 1.8693
CF50CL08LSM2 | 8 f.o. 50/125 OM2 Loose Dielettrico interno/esterno CLT monotubo centrale rivestimento LSZH Cca-s1a,d0,a1 | 2.06
CF50CL12LSM2 | 12 f.o. 50/125 OM2 Loose Dielettrico interno/esterno CLT monotubo centrale rivestimento LSZH Cca-s1a,d0,a1 | 2.34
CF50CL24LSM2 | 24 f.o. 50/125 OM2 Loose Dielettrico interno/esterno CLT monotubo centrale rivestimento LSZH Cca-s1a,d0,a1 | 3.432
Multimodale 50/125 OM3 Loose Dielettrico LSZH
CF50CL04LSM3 | 4 f.o. 50/125 OM3 Loose Dielettrico interno/esterno CLT monotubo centrale rivestimento LSZH Cca-s1a,d0,a1 | 2.136
CF50CL06LSM3 | 6 f.o. 50/125 OM3 Loose Dielettrico interno/esterno CLT monotubo centrale rivestimento LSZH Cca-s1a,d0,a1 | 2.46
CF50CL08LSM3 | 8 f.o. 50/125 OM3 Loose Dielettrico interno/esterno CLT monotubo centrale rivestimento LSZH Cca-s1a,d0,a1 | 2.79
CF50CL12LSM3 | 12 f.o. 50/125 OM3 Loose Dielettrico interno/esterno CLT monotubo centrale rivestimento LSZH Cca-s1a,d0,a1 | 3.438
CF50CL24LSM3 | 24 f.o. 50/125 OM3 Loose Dielettrico interno/esterno CLT monotubo centrale rivestimento LSZH Cca-s1a,d0,a1 | 5.646
Multimodale 50/125 OM4 Loose Dielettrico LSZH
CF50CL04LSM4 | 4 f.o. 50/125 OM4 Loose Dielettrico interno/esterno CLT monotubo centrale rivestimento LSZH Cca-s1a,d0,a1 | 2.976
CF50CL06LSM4 | 6 f.o. 50/125 OM4 Loose Dielettrico interno/esterno CLT monotubo centrale rivestimento LSZH Cca-s1a,d0,a1 | 3.72
CF50CL08LSM4 | 8 f.o. 50/125 OM4 Loose Dielettrico interno/esterno CLT monotubo centrale rivestimento LSZH Cca-s1a,d0,a1 | 4.464
CF50CL12LSM4 | 12 f.o. 50/125 OM4 Loose Dielettrico interno/esterno CLT monotubo centrale rivestimento LSZH Cca-s1a,d0,a1 | 5.958
CF50CL24LSM4 | 24 f.o. 50/125 OM4 Loose Dielettrico interno/esterno CLT monotubo centrale rivestimento LSZH Cca-s1a,d0,a1 | 10.446
Monomodale 9/125 OS2 Loose Dielettrico LSZH
CF09CL04LSS2 | 4 f.o. 9/125 OS2 Loose Dielettrico interno/esterno CLT monotubo centrale rivestimento LSZH Cca-s1a,d0,a1 | 1.572
CF09CL06LSS2 | 6 f.o. 9/125 OS2 Loose Dielettrico interno/esterno CLT monotubo centrale rivestimento LSZH Cca-s1a,d0,a1 | 1.614
CF09CL08LSS2 | 8 f.o. 9/125 OS2 Loose Dielettrico interno/esterno CLT monotubo centrale rivestimento LSZH Cca-s1a,d0,a1 | 1.656
CF09CL12LSS2 | 12 f.o. 9/125 OS2 Loose Dielettrico interno/esterno CLT monotubo centrale rivestimento LSZH Cca-s1a,d0,a1 | 1.734
CF09CL24LSS2 | 24 f.o. 9/125 OS2 Loose Dielettrico interno/esterno CLT monotubo centrale rivestimento LSZH Cca-s1a,d0,a1 | 2.226
LOOSE DIELETTRICO INTERNO/ESTERNO LSZH CPR CLASSE Eca
Multimodale 50/125 OM2 Loose Dielettrico LSZH
CF50L04LSM2 | 4 f.o. 50/125 OM2 Loose Dielettrico interno/esterno CLT monotubo centrale rivestimento LSZH Eca | 1.359
CF50L06LSM2 | 6 f.o. 50/125 OM2 Loose Dielettrico interno/esterno CLT monotubo centrale rivestimento LSZH Eca | 1.5177
CF50L08LSM2 | 8 f.o. 50/125 OM2 Loose Dielettrico interno/esterno CLT monotubo centrale rivestimento LSZH Eca | 1.68
CF50L12LSM2 | 12 f.o. 50/125 OM2 Loose Dielettrico interno/esterno CLT monotubo centrale rivestimento LSZH Eca | 2.004
CF50L24LSM2 | 24 f.o. 50/125 OM2 Loose Dielettrico interno/esterno CLT monotubo centrale rivestimento LSZH Eca | 3.059
Multimodale 50/125 OM3 Loose Dielettrico LSZH
CF50L04LSM3 | 4 f.o. 50/125 OM3 Loose Dielettrico interno/esterno CLT monotubo centrale rivestimento LSZH Eca | 1.6467
CF50L06LSM3 | 6 f.o. 50/125 OM3 Loose Dielettrico interno/esterno CLT monotubo centrale rivestimento LSZH Eca | 1.9514
CF50L08LSM3 | 8 f.o. 50/125 OM3 Loose Dielettrico interno/esterno CLT monotubo centrale rivestimento LSZH Eca | 2.2561
CF50L12LSM3 | 12 f.o. 50/125 OM3 Loose Dielettrico interno/esterno CLT monotubo centrale rivestimento LSZH Eca | 2.8714
CF50L24LSM3 | 24 f.o. 50/125 OM3 Loose Dielettrico interno/esterno CLT monotubo centrale rivestimento LSZH Eca | 4.8
Multimodale 50/125 OM4 Loose Dielettrico LSZH
CF50L04LSM4 | 4 f.o. 50/125 OM4 Loose Dielettrico interno/esterno CLT monotubo centrale rivestimento LSZH Eca | 2.4319
CF50L06LSM4 | 6 f.o. 50/125 OM4 Loose Dielettrico interno/esterno CLT monotubo centrale rivestimento LSZH Eca | 3.1292
CF50L08LSM4 | 8 f.o. 50/125 OM4 Loose Dielettrico interno/esterno CLT monotubo centrale rivestimento LSZH Eca | 3.8266
CF50L12LSM4 | 12 f.o. 50/125 OM4 Loose Dielettrico interno/esterno CLT monotubo centrale rivestimento LSZH Eca | 5.2213
CF50L24LSM4 | 24 f.o. 50/125 OM4 Loose Dielettrico interno/esterno CLT monotubo centrale rivestimento LSZH Eca | 9.78
Monomodale 9/125 OS2 Loose Dielettrico LSZH
CF09L04LSS2 | 4 f.o. 9/125 OS2 Loose Dielettrico interno/esterno CLT monotubo centrale rivestimento LSZH Eca | 1.1017
CF09L06LSS2 | 6 f.o. 9/125 OS2 Loose Dielettrico interno/esterno CLT monotubo centrale rivestimento LSZH Eca | 1.131
CF09L08LSS2 | 8 f.o. 9/125 OS2 Loose Dielettrico interno/esterno CLT monotubo centrale rivestimento LSZH Eca | 1.1661
CF09L12LSS2 | 12 f.o. 9/125 OS2 Loose Dielettrico interno/esterno CLT monotubo centrale rivestimento LSZH Eca | 1.2306
CF09L24LSS2 | 24 f.o. 9/125 OS2 Loose Dielettrico interno/esterno CLT monotubo centrale rivestimento LSZH Eca | 1.6
LOOSE DIELETTRICO ESTERNO MDPE
Multimodale 50/125 OM2 Loose Dielettrico MDPE
CF50L04PEM2 | 4 f.o. 50/125 OM2 Loose Dielettrico esterno CLT monotubo centrale rivestimento MDPE | 0.9728
CF50L06PEM2 | 6 f.o. 50/125 OM2 Loose Dielettrico esterno CLT monotubo centrale rivestimento MDPE | 1.1368
CF50L08PEM2 | 8 f.o. 50/125 OM2 Loose Dielettrico esterno CLT monotubo centrale rivestimento MDPE | 1.3009
CF50L12PEM2 | 12 f.o. 50/125 OM2 Loose Dielettrico esterno CLT monotubo centrale rivestimento MDPE | 1.6525
CF50L24PEM2 | 24 f.o. 50/125 OM2 Loose Dielettrico esterno CLT monotubo centrale rivestimento MDPE | 2.7425
Multimodale 50/125 OM3 Loose Dielettrico MDPE
CF50L04PEM3 | 4 f.o. 50/125 OM3 Loose Dielettrico esterno CLT monotubo centrale rivestimento MDPE | 1.2654
CF50L06PEM3 | 6 f.o. 50/125 OM3 Loose Dielettrico esterno CLT monotubo centrale rivestimento MDPE | 1.5763
CF50L08PEM3 | 8 f.o. 50/125 OM3 Loose Dielettrico esterno CLT monotubo centrale rivestimento MDPE | 1.8924
CF50L12PEM3 | 12 f.o. 50/125 OM3 Loose Dielettrico esterno CLT monotubo centrale rivestimento MDPE | 2.54
CF50L24PEM3 | 24 f.o. 50/125 OM3 Loose Dielettrico esterno CLT monotubo centrale rivestimento MDPE | 5.14
Multimodale 50/125 OM4 Loose Dielettrico MDPE
CF50L04PEM4 | 4 f.o. 50/125 OM4 Loose Dielettrico esterno CLT monotubo centrale rivestimento MDPE | 2.0691
CF50L06PEM4 | 6 f.o. 50/125 OM4 Loose Dielettrico esterno CLT monotubo centrale rivestimento MDPE | 2.7835
CF50L08PEM4 | 8 f.o. 50/125 OM4 Loose Dielettrico esterno CLT monotubo centrale rivestimento MDPE | 3.5043
CF50L12PEM4 | 12 f.o. 50/125 OM4 Loose Dielettrico esterno CLT monotubo centrale rivestimento MDPE | 4.9517
CF50L24PEM4 | 24 f.o. 50/125 OM4 Loose Dielettrico esterno CLT monotubo centrale rivestimento MDPE | 9.63
Monomodale 9/125 OS2 Loose Dielettrico MDPE
CF09L04PES2 | 4 f.o. 9/125 OS2 Loose Dielettrico esterno CLT monotubo centrale rivestimento MDPE | 0.7032
CF09L06PES2 | 6 f.o. 9/125 OS2 Loose Dielettrico esterno CLT monotubo centrale rivestimento MDPE | 0.74
CF09L08PES2 | 8 f.o. 9/125 OS2 Loose Dielettrico esterno CLT monotubo centrale rivestimento MDPE | 0.8
CF09L12PES2 | 12 f.o. 9/125 OS2 Loose Dielettrico esterno CLT monotubo centrale rivestimento MDPE | 0.9
CF09L24PES2 | 24 f.o. 9/125 OS2 Loose Dielettrico esterno CLT monotubo centrale rivestimento MDPE | 1.38
LOOSE DIELETTRICO ESTERNO ARMATURA METALLICA MDPE
Multimodale 50/125 OM2 Loose Armatura Metallica MDPE
CF50A04PEM2 | 4 f.o. 50/125 OM2 Loose Armatura Metallica esterno CLT monotubo centrale rivestimento MDPE | 1.2892
CF50A06PEM2 | 6 f.o. 50/125 OM2 Loose Armatura Metallica esterno CLT monotubo centrale rivestimento MDPE | 1.4591
CF50A08PEM2 | 8 f.o. 50/125 OM2 Loose Armatura Metallica esterno CLT monotubo centrale rivestimento MDPE | 1.6232
CF50A12PEM2 | 12 f.o. 50/125 OM2 Loose Armatura Metallica esterno CLT monotubo centrale rivestimento MDPE | 1.9572
CF50A24PEM2 | 24 f.o. 50/125 OM2 Loose Armatura Metallica esterno CLT monotubo centrale rivestimento MDPE | 3.0765
Multimodale 50/125 OM3 Loose Armatura Metallica MDPE
CF50A06PEM3 | 6 f.o. 50/125 OM3 Loose Armatura Metallica esterno CLT monotubo centrale rivestimento MDPE | 1.8986
CF50A08PEM3 | 8 f.o. 50/125 OM3 Loose Armatura Metallica esterno CLT monotubo centrale rivestimento MDPE | 2.2092
CF50A12PEM3 | 12 f.o. 50/125 OM3 Loose Armatura Metallica esterno CLT monotubo centrale rivestimento MDPE | 2.8421
CF50A24PEM3 | 24 f.o. 50/125 OM3 Loose Armatura Metallica esterno CLT monotubo centrale rivestimento MDPE | 4.8462
Multimodale 50/125 OM4 Loose Armatura Metallica MDPE
CF50A04PEM4 | 4 f.o. 50/125 OM4 Loose Armatura Metallica esterno CLT monotubo centrale rivestimento MDPE | 2.3909
CF50A06PEM4 | 6 f.o. 50/125 OM4 Loose Armatura Metallica esterno CLT monotubo centrale rivestimento MDPE | 3.1058
CF50A08PEM4 | 8 f.o. 50/125 OM4 Loose Armatura Metallica esterno CLT monotubo centrale rivestimento MDPE | 3.8266
CF50A12PEM4 | 12 f.o. 50/125 OM4 Loose Armatura Metallica esterno CLT monotubo centrale rivestimento MDPE | 5.2564
CF50A24PEM4 | 24 f.o. 50/125 OM4 Loose Armatura Metallica esterno CLT monotubo centrale rivestimento MDPE | 9.66
Monomodale 9/125 OS2 Loose Armatura Metallica MDPE
CF09A04PES2 | 4 f.o. 9/125 OS2 Loose Armatura Metallica esterno CLT monotubo centrale rivestimento MDPE | 1.05
CF09A06PES2 | 6 f.o. 9/125 OS2 Loose Armatura Metallica esterno CLT monotubo centrale rivestimento MDPE | 1.0665
CF09A08PES2 | 8 f.o. 9/125 OS2 Loose Armatura Metallica esterno CLT monotubo centrale rivestimento MDPE | 1.15
CF09A12PES2 | 12 f.o. 9/125 OS2 Loose Armatura Metallica esterno CLT monotubo centrale rivestimento MDPE | 1.1661
CF09A24PES2 | 24 f.o. 9/125 OS2 Loose Armatura Metallica esterno CLT monotubo centrale rivestimento MDPE | 1.4943
Cavi Trunk in Fibra Ottica Connettorizzati in Laboratorio
È POSSIBILE REALIZZARE TRUNK DI QUALSIASI LUNGHEZZA E TIPOLOGIA DI CAVO PRESENTE A LISTINO CON CONNETTORI ST-ST / ST-SC / SC-SC / LC-ST / LC-SC / LC-LC .
I CAVI TRUNK SONO CERTIFICATI CON POWER METER E SONO COMPRENSIVI DI: 2 SPLITTER DI SFIOCCAMENTO, 2 GUAINE DI TRAINO. A RICHIESTA POSSIBILITA’ DI CERTIFICA A PAGAMENTO CON OTDR.
CABLAGGIO STRUTTURATO 4NET
CODICE | DESCRIZIONE | LISTINO EURO
CABLAGGIO IN FIBRA OTTICA
BRETELLE STANDARD MULTIMODALI
Multimodali Cavo Zip Duplex (1 - 2 - 3 - 5 - 10 MT) 62,5/125
BF6201STSTM1 | ST-ST Patchcord Zip Duplex cable 62.5/125 1 mt | 15
BF6202STSTM1 | ST-ST Patchcord Zip Duplex cable 62.5/125 2 mt | 15.8
BF6203STSTM1 | ST-ST Patchcord Zip Duplex cable 62.5/125 3 mt | 16.6
BF6205STSTM1 | ST-ST Patchcord Zip Duplex cable 62.5/125 5 mt | 18.2
BF6210STSTM1 | ST-ST Patchcord Zip Duplex cable 62.5/125 10 mt | 22.2
BF6201STSCM1 | ST-SC Patchcord Zip Duplex cable 62.5/125 1 mt | 11.8
BF6202STSCM1 | ST-SC Patchcord Zip Duplex cable 62.5/125 2 mt | 12.8
BF6203STSCM1 | ST-SC Patchcord Zip Duplex cable 62.5/125 3 mt | 14
BF6205STSCM1 | ST-SC Patchcord Zip Duplex cable 62.5/125 5 mt | 18.1
BF6210STSCM1 | ST-SC Patchcord Zip Duplex cable 62.5/125 10 mt | 19.6
BF6201SCSCM1 | SC-SC Patchcord Zip Duplex cable 62.5/125 1 mt | 14.8
BF6202SCSCM1 | SC-SC Patchcord Zip Duplex cable 62.5/125 2 mt | 15.6
BF6203SCSCM1 | SC-SC Patchcord Zip Duplex cable 62.5/125 3 mt | 16.4
BF6205SCSCM1 | SC-SC Patchcord Zip Duplex cable 62.5/125 5 mt | 17.9
BF6210SCSCM1 | SC-SC Patchcord Zip Duplex cable 62.5/125 10 mt | 21.9
BF6201LCSTM1 | LC-ST Patchcord Zip Duplex cable 62.5/125 1 mt | 11.8
BF6202LCSTM1 | LC-ST Patchcord Zip Duplex cable 62.5/125 2 mt | 12.8
BF6203LCSTM1 | LC-ST Patchcord Zip Duplex cable 62.5/125 3 mt | 16.4
BF6205LCSTM1 | LC-ST Patchcord Zip Duplex cable 62.5/125 5 mt | 18
BF6210LCSTM1 | LC-ST Patchcord Zip Duplex cable 62.5/125 10 mt | 21.9
BF6201LCSCM1 | LC-SC Patchcord Zip Duplex cable 62.5/125 1 mt | 11.8
BF6202LCSCM1 | LC-SC Patchcord Zip Duplex cable 62.5/125 2 mt | 12.8
BF6203LCSCM1 | LC-SC Patchcord Zip Duplex cable 62.5/125 3 mt | 16.9
BF6205LCSCM1 | LC-SC Patchcord Zip Duplex cable 62.5/125 5 mt | 18.5
BF6210LCSCM1 | LC-SC Patchcord Zip Duplex cable 62.5/125 10 mt | 22.6
BF6201LCLCM1 | LC-LC Patchcord Zip Duplex cable 62.5/125 1 mt | 11.8
BF6202LCLCM1 | LC-LC Patchcord Zip Duplex cable 62.5/125 2 mt | 12.8
BF6203LCLCM1 | LC-LC Patchcord Zip Duplex cable 62.5/125 3 mt | 17.8
BF6205LCLCM1 | LC-LC Patchcord Zip Duplex cable 62.5/125 5 mt | 19.4
BF6210LCLCM1 | LC-LC Patchcord Zip Duplex cable 62.5/125 10 mt | 23.3
Multimodali Cavo Zip Duplex (1 - 2 - 3 - 5 - 10 - 20 - 30 MT) 50/125 OM2
BF5001STSTM2 | ST-ST Patchcord Zip Duplex cable 50/125 1 mt | 8.5
BF5002STSTM2 | ST-ST Patchcord Zip Duplex cable 50/125 2 mt | 9
BF5003STSTM2 | ST-ST Patchcord Zip Duplex cable 50/125 3 mt | 11.9
BF5005STSTM2 | ST-ST Patchcord Zip Duplex cable 50/125 5 mt | 13.4
BF5010STSTM2 | ST-ST Patchcord Zip Duplex cable 50/125 10 mt | 15.8
BF5001STSCM2 | ST-SC Patchcord Zip Duplex cable 50/125 1 mt | 8
BF5002STSCM2 | ST-SC Patchcord Zip Duplex cable 50/125 2 mt | 9
BF5003STSCM2 | ST-SC Patchcord Zip Duplex cable 50/125 3 mt | 11.3
BF5005STSCM2 | ST-SC Patchcord Zip Duplex cable 50/125 5 mt | 13.1
BF5010STSCM2 | ST-SC Patchcord Zip Duplex cable 50/125 10 mt | 15.7
BF5001SCSCM2 | SC-SC Patchcord Zip Duplex cable 50/125 1 mt | 7.9
BF5002SCSCM2 | SC-SC Patchcord Zip Duplex cable 50/125 2 mt | 9
BF5003SCSCM2 | SC-SC Patchcord Zip Duplex cable 50/125 3 mt | 11.2
BF5005SCSCM2 | SC-SC Patchcord Zip Duplex cable 50/125 5 mt | 12
BF5010SCSCM2 | SC-SC Patchcord Zip Duplex cable 50/125 10 mt | 15.5
BF5020SCSCM2 | SC-SC Patchcord Zip Duplex cable 50/125 20 mt | 24.8
BF5030SCSCM2 | SC-SC Patchcord Zip Duplex cable 50/125 30 mt | 33.8
BF5001LCSTM2 | LC-ST Patchcord Zip Duplex cable 50/125 1 mt | 7.9
BF5002LCSTM2 | LC-ST Patchcord Zip Duplex cable 50/125 2 mt | 9
BF5003LCSTM2 | LC-ST Patchcord Zip Duplex cable 50/125 3 mt | 11.2
BF5005LCSTM2 | LC-ST Patchcord Zip Duplex cable 50/125 5 mt | 12
BF5010LCSTM2 | LC-ST Patchcord Zip Duplex cable 50/125 10 mt | 15.5
BF5001LCSCM2 | LC-SC Patchcord Zip Duplex cable 50/125 1 mt | 7.9
BF5002LCSCM2 | LC-SC Patchcord Zip Duplex cable 50/125 2 mt | 9
BF5003LCSCM2 | LC-SC Patchcord Zip Duplex cable 50/125 3 mt | 11.2
BF5005LCSCM2 | LC-SC Patchcord Zip Duplex cable 50/125 5 mt | 12
BF5010LCSCM2 | LC-SC Patchcord Zip Duplex cable 50/125 10 mt | 15.5
BF5020LCSCM2 | LC-SC Patchcord Zip Duplex cable 50/125 20 mt | 24.8
BF5030LCSCM2 | LC-SC Patchcord Zip Duplex cable 50/125 30 mt | 33.8
BF5001LCLCM2 | LC-LC Patchcord Zip Duplex cable 50/125 1 mt | 7.9
BF5002LCLCM2 | LC-LC Patchcord Zip Duplex cable 50/125 2 mt | 9
BF5003LCLCM2 | LC-LC Patchcord Zip Duplex cable 50/125 3 mt | 11.2
BF5005LCLCM2 | LC-LC Patchcord Zip Duplex cable 50/125 5 mt | 12
BF5010LCLCM2 | LC-LC Patchcord Zip Duplex cable 50/125 10 mt | 15.5
BF5020LCLCM2 | LC-LC Patchcord Zip Duplex cable 50/125 20 mt | 24.8
BF5030LCLCM2 | LC-LC Patchcord Zip Duplex cable 50/125 30 mt | 33.8
CABLAGGIO STRUTTURATO 4NET
CODICE | DESCRIZIONE | LISTINO EURO
CABLAGGIO IN FIBRA OTTICA
BRETELLE STANDARD MULTIMODALI OM3
Multimodali Cavo Zip Duplex (1 - 2 - 3 - 5 - 10 - 20 - 30 MT) 50/125 OM3
BF5001SCSCM3 | SC-SC Patchcord Zip Duplex cable 50/125 OM3 1 mt | 8.2
BF5002SCSCM3 | SC-SC Patchcord Zip Duplex cable 50/125 OM3 2 mt | 9.7
BF5003SCSCM3 | SC-SC Patchcord Zip Duplex cable 50/125 OM3 3 mt | 10.8
BF5005SCSCM3 | SC-SC Patchcord Zip Duplex cable 50/125 OM3 5 mt | 13.5
BF5010SCSCM3 | SC-SC Patchcord Zip Duplex cable 50/125 OM3 10 mt | 20
BF5020SCSCM3 | SC-SC Patchcord Zip Duplex cable 50/125 OM3 20 mt | 32.9
BF5030SCSCM3 | SC-SC Patchcord Zip Duplex cable 50/125 OM3 30 mt | 45.8
BF5001LCSTM3 | LC-ST Patchcord Zip Duplex cable 50/125 OM3 1 mt | 9.2
BF5002LCSTM3 | LC-ST Patchcord Zip Duplex cable 50/125 OM3 2 mt | 13.3
BF5003LCSTM3 | LC-ST Patchcord Zip Duplex cable 50/125 OM3 3 mt | 14.5
BF5005LCSTM3 | LC-ST Patchcord Zip Duplex cable 50/125 OM3 5 mt | 17
BF5001LCSCM3 | LC-SC Patchcord Zip Duplex cable 50/125 OM3 1 mt | 8.2
BF5002LCSCM3 | LC-SC Patchcord Zip Duplex cable 50/125 OM3 2 mt | 9.7
BF5003LCSCM3 | LC-SC Patchcord Zip Duplex cable 50/125 OM3 3 mt | 10.8
BF5005LCSCM3 | LC-SC Patchcord Zip Duplex cable 50/125 OM3 5 mt | 13.5
BF5010LCSCM3 | LC-SC Patchcord Zip Duplex cable 50/125 OM3 10 mt | 20
BF5020LCSCM3 | LC-SC Patchcord Zip Duplex cable 50/125 OM3 20 mt | 32.9
BF5030LCSCM3 | LC-SC Patchcord Zip Duplex cable 50/125 OM3 30 mt | 45.8
BF5001LCLCM3 | LC-LC Patchcord Zip Duplex cable 50/125 OM3 1 mt | 8.2
BF5002LCLCM3 | LC-LC Patchcord Zip Duplex cable 50/125 OM3 2 mt | 9.7
BF5003LCLCM3 | LC-LC Patchcord Zip Duplex cable 50/125 OM3 3 mt | 10.8
BF5005LCLCM3 | LC-LC Patchcord Zip Duplex cable 50/125 OM3 5 mt | 13.5
BF5010LCLCM3 | LC-LC Patchcord Zip Duplex cable 50/125 OM3 10 mt | 20
BF5020LCLCM3 | LC-LC Patchcord Zip Duplex cable 50/125 OM3 20 mt | 32.9
BF5030LCLCM3 | LC-LC Patchcord Zip Duplex cable 50/125 OM3 30 mt | 45.8
BRETELLE STANDARD MULTIMODALI OM4
Multimodali Cavo Zip Duplex ( 1 - 2 - 3 - 5 - 10 - 20 MT) 50/125 OM4
BF5020SCSCM4 | SC-SC Patchcord Zip Duplex cable 50/125 OM4 20 mt | 44.8
BF5030SCSCM4 | SC-SC Patchcord Zip Duplex cable 50/125 OM4 30 mt | 63.6
BF5001LCSCM4 | LC-SC Patchcord Zip Duplex cable 50/125 OM4 1 mt | 10.6
BF5002LCSCM4 | LC-SC Patchcord Zip Duplex cable 50/125 OM4 2 mt | 11
BF5003LCSCM4 | LC-SC Patchcord Zip Duplex cable 50/125 OM4 3 mt | 13.1
BF5005LCSCM4 | LC-SC Patchcord Zip Duplex cable 50/125 OM4 5 mt | 16.8
BF5010LCSCM4 | LC-SC Patchcord Zip Duplex cable 50/125 OM4 10 mt | 25.7
BF5020LCSCM4 | LC-SC Patchcord Zip Duplex cable 50/125 OM4 20 mt | 44.8
BF5030LCSCM4 | LC-SC Patchcord Zip Duplex cable 50/125 OM4 30 mt | 63.6
BF5001LCLCM4 | LC-LC Patchcord Zip Duplex cable 50/125 OM4 1 mt | 10.6
BF5002LCLCM4 | LC-LC Patchcord Zip Duplex cable 50/125 OM4 2 mt | 11
BF5003LCLCM4 | LC-LC Patchcord Zip Duplex cable 50/125 OM4 3 mt | 13.1
BF5005LCLCM4 | LC-LC Patchcord Zip Duplex cable 50/125 OM4 5 mt | 16.8
BF5010LCLCM4 | LC-LC Patchcord Zip Duplex cable 50/125 OM4 10 mt | 25.7
BF5020LCLCM4 | LC-LC Patchcord Zip Duplex cable 50/125 OM4 20 mt | 44.8
BF5030LCLCM4 | LC-LC Patchcord Zip Duplex cable 50/125 OM4 30 mt | 63.6
CABLAGGIO STRUTTURATO 4NET
CODICE | DESCRIZIONE | LISTINO EURO
CABLAGGIO IN FIBRA OTTICA
BRETELLE STANDARD MONOMODALI OS2
Monomodali Cavo Zip Duplex (1 - 2 - 3 - 5 - 10 - 20 - 30 MT) 9/125
BF0901STSTS2 | ST-ST Patchcord Zip Duplex cable 9/125 1 mt | 15
BF0902STSTS2 | ST-ST Patchcord Zip Duplex cable 9/125 2 mt | 15.8
BF0903STSTS2 | ST-ST Patchcord Zip Duplex cable 9/125 3 mt | 16.6
BF0905STSTS2 | ST-ST Patchcord Zip Duplex cable 9/125 5 mt | 18.2
BF0901STSCS2 | ST-SC Patchcord Zip Duplex cable 9/125 1 mt | 15
BF0902STSCS2 | ST-SC Patchcord Zip Duplex cable 9/125 2 mt | 15.8
BF0903STSCS2 | ST-SC Patchcord Zip Duplex cable 9/125 3 mt | 16.6
BF0905STSCS2 | ST-SC Patchcord Zip Duplex cable 9/125 5 mt | 18.2
BF0901SCSCS2 | SC-SC Patchcord Zip Duplex cable 9/125 1 mt | 7.5
BF0902SCSCS2 | SC-SC Patchcord Zip Duplex cable 9/125 2 mt | 8
BF0903SCSCS2 | SC-SC Patchcord Zip Duplex cable 9/125 3 mt | 8.3
BF0905SCSCS2 | SC-SC Patchcord Zip Duplex cable 9/125 5 mt | 9.6
BF0910SCSCS2 | SC-SC Patchcord Zip Duplex cable 9/125 10 mt | 12
BF0920SCSCS2 | SC-SC Patchcord Zip Duplex cable 9/125 20 mt | 21.9
BF0930SCSCS2 | SC-SC Patchcord Zip Duplex cable 9/125 30 mt | 28.4
BF0901STLCS2 | LC-ST Patchcord Zip Duplex cable 9/125 1 mt | 9
BF0902STLCS2 | LC-ST Patchcord Zip Duplex cable 9/125 2 mt | 10
BF0903STLCS2 | LC-ST Patchcord Zip Duplex cable 9/125 3 mt | 10.2
BF0905STLCS2 | LC-ST Patchcord Zip Duplex cable 9/125 5 mt | 11.5
BF0901LCSCS2 | LC-SC Patchcord Zip Duplex cable 9/125 1 mt | 7.5
BF0902LCSCS2 | LC-SC Patchcord Zip Duplex cable 9/125 2 mt | 8
BF0903LCSCS2 | LC-SC Patchcord Zip Duplex cable 9/125 3 mt | 8.3
BF0905LCSCS2 | LC-SC Patchcord Zip Duplex cable 9/125 5 mt | 11.9
BF0910LCSCS2 | LC-SC Patchcord Zip Duplex cable 9/125 10 mt | 12
BF0920LCSCS2 | LC-SC Patchcord Zip Duplex cable 9/125 20 mt | 17
BF0930LCSCS2 | LC-SC Patchcord Zip Duplex cable 9/125 30 mt | 22.1
BF0901LCLCS2 | LC-LC Patchcord Zip Duplex cable 9/125 1 mt | 7.5
BF0902LCLCS2 | LC-LC Patchcord Zip Duplex cable 9/125 2 mt | 8
BF0903LCLCS2 | LC-LC Patchcord Zip Duplex cable 9/125 3 mt | 5.3
BF0905LCLCS2 | LC-LC Patchcord Zip Duplex cable 9/125 5 mt | 11.9
BF0910LCLCS2 | LC-LC Patchcord Zip Duplex cable 9/125 10 mt | 12
BF0920LCLCS2 | LC-LC Patchcord Zip Duplex cable 9/125 20 mt | 17
BF0930LCLCS2 | LC-LC Patchcord Zip Duplex cable 9/125 30 mt | 22.1
CABLAGGIO STRUTTURATO 4NET
CODICE | DESCRIZIONE | LISTINO EURO
CABLAGGIO IN FIBRA OTTICA
CASSETTI OTTICI E ACCESSORI
Box Ottici
CO08SCXP | Box Ottico da esterno a palo/parete IP65 8 porte SC Simplex / LC Duplex | 44
CO16SCXP | Box Ottico da esterno a palo/parete IP65 16 porte SC Simplex / LC Duplex | 61.5
CO24SCXP | Box Ottico da esterno a palo/parete IP65 24 porte SC Simplex / LC Duplex | 61.5
CO48SCXP | Box Ottico da esterno a palo/parete IP65 48 porte SC Simplex / LC Duplex | 64
CO12SLXP | Box Ottico da interno con 2 frontalini da 6 porte SC Simplex / LC Duplex | 107
COXXXX0P04SC | Box Ottico da interno 4 porte SC Simplex / LC Duplex | 27
COXXXX0P08SL | Box Ottico da interno 8 porte SC Simplex / LC Duplex | 27
CSOE48P | CSOE Box 48 porte | 160
Cassetti Ottici
CO90041E24SCDX | Cassetto Ottico Estraibile per rack 19" 1U 24 porte SC Duplex / LC Quad con supporto a ragno e vassoio portagiunti | 69.3
CO90041E24SCSX | Cassetto Ottico Estraibile per rack 19" 1U 24 porte SC Simplex / LC Duplex con supporto a ragno e vassoio portagiunti | 69.3
CO90041E24STXX | Cassetto Ottico Estraibile per rack 19" 1U 24 porte ST con supporto a ragno e vassoio portagiunti | 74.5
CO70350D06SCDX | Cassetto Ottico a Guida Din 6 porte SC Duplex/ LC Quad | 48
CO70350D08SCSX | Cassetto Ottico a Guida Din 8 porte SC Simplex/ LC Duplex | 48
CO70350D12SCSX | Cassetto Ottico a Guida Din 12 porte SC Simplex/ LC Duplex | 48
Bussole
BSZSSTSS | Bussola ST Monomodale | 1.3
BSBSSTSM | Bussola ST Multimodale | 1.1
BSZSSCSS | Bussola SC Monomodale Simplex | 0.7
BSBSSCSM | Bussola SC Multimodale Simplex OM2 | 0.7
BSBSSCSMM3 | Bussola SC Multimodale Simplex OM3 | 0.7
BSBSSCSMM4 | Bussola SC Multimodale Simplex OM4 | 0.7
BSZSSCDS | Bussola SC Monomodale Duplex | 1.1
BSBSSCDM | Bussola SC Multimodale Duplex OM2 | 1.2
BSBSSCDMM3 | Bussola SC Multimodale Duplex OM3 | 1.8
BSBSSCDMM4 | Bussola SC Multimodale Duplex OM4 | 1.8
BSZSLCDS | Bussola LC Monomodale Duplex | 1.5
BSBSLCDM | Bussola LC Multimodale Duplex OM2 | 1.3
BSBSLCDMM3 | Bussola LC Multimodale Duplex OM3 | 1.4
BSBSLCDMM4 | Bussola LC Multimodale Duplex OM4 | 1.5
BSZSLCQS | Bussola LC Monomodale Quad | 5.1
BSBSLCQM | Bussola LC Multimodale Quad OM2 | 4.1
BSBSLCQMM3 | Bussola LC Multimodale Quad OM3 | 4.1
BSBSLCQMM4 | Bussola LC Multimodale Quad OM4 | 5
BSZSSCSS-SL | Bussola SC Monomodale Simplex OM2 Slim Alette Corte | 0.6
BSZSLCDS-SL | Bussola LC Monomodale Duplex OM2 Slim Alette Corte | 1.5
BSBSSCSM-SL | Bussola SC Multimodale Simplex OM2 Slim Alette Corte | 0.6
BSBSSCSMM3-SL | Bussola SC Multimodale Simplex OM3 Slim Alette Corte | 0.6
BSBSSCSMM4-SL | Bussola SC Multimodale Simplex OM4 Slim Alette Corte | 0.6
BSBSLCDM-SL | Bussola LC Multimodale Duplex OM2 Slim Alette Corte | 1.8
BSBSLCDMM3-SL | Bussola LC Multimodale Duplex OM3 Slim Alette Corte | 1.5
BSBSLCDMM4-SL | Bussola LC Multimodale Duplex OM4 Slim Alette Corte | 1.5
BSPPSCSX | Adattatore Bussola SC Simplex per Supporto RJ45 | 0.9
BSPPLCDX | Adattatore Bussola LC Duplex per Supporto RJ45 | 1.6
Tappi x Frontalini Cassetti Ottici (minimo ordinabile per multipli 20 pz)
FCTPSTXXX | Tappo per foro bussola su frontalino ST | 0.2
FCTPSCSXX | Tappo per foro bussola su frontalino SC Simplex/LC Duplex | 0.2
FCTPSCDXX | Tappo per foro bussola su frontalino SC Duplex | 0.2
Muffole e Vassoi
CO048XXOM | Muffola orizzontale 48 fo con vassoi | 98.1
CO096XXOM | Muffola orizzontale 96 fo con vassoi | 127
CO192XXOM | Muffola orizzontale 192 fo con vassoi | 190
CO096XXVM | Muffola verticale 96 fo con vassoi | 128
92240 | Vassoio portagiunti 12 fo impilabile | 3.1
92259 | Vassoio portagiunti 24 fo impilabile | 5.7
CABLAGGIO STRUTTURATO 4NET
CODICE | DESCRIZIONE | LISTINO EURO
CABLAGGIO IN FIBRA OTTICA
PIGTAIL
Multimodali su Fibra 900 Micron 62,5/125
KT6200STM1 | ST Pigtail 900um fiber 62,5/125 1,5 mt | 2.3
KT6200SCM1 | SC Pigtail 900um fiber 62,5/125 1,5 mt | 2.1
KT6200LCM1 | LC Pigtail 900um fiber 62,5/125 1,5 mt | 4.3
Multimodali su Fibra 900 Micron 50/125
KT5000STM2 | ST Pigtail 900um fiber 50/125 1,5 mt | 2.7
KT5000SCM2 | SC Pigtail 900um fiber 50/125 1,5 mt | 2.3
KT5000LCM2 | LC Pigtail 900um fiber 50/125 1,5 mt | 2.3
Multimodali su Fibra 900 Micron 50/125 OM3
KT5000SCM3 | SC Pigtail 900um fiber 50/125 OM3 1,5 mt | 2.5
KT5000LCM3 | LC Pigtail 900um fiber 50/125 OM3 1,5 mt | 2.5
Multimodali su Fibra 900 Micron 50/125 OM4
KT5000SCM4 | SC Pigtail 900um fiber 50/125 OM4 1,5 mt | 2.8
KT5000LCM4 | LC Pigtail 900um fiber 50/125 OM4 1,5 mt | 2.8
Monomodali su Fibra 900 Micron 9/125
KT0900STS2 | ST Pigtail 900um fiber 9/125 1,5 mt | 2.2
KT0900SCS2 | SC Pigtail 900um fiber 9/125 1,5 mt | 2
KT0900LCS2 | LC Pigtail 900um fiber 9/125 1,5 mt | 2
PIGTAIL IN CONFEZIONE DA 12 PEZZI DI COLORI DIFFERENTI
Multimodali su Fibra 900 Micron 50/125
KT5012SCM2 | SC Pigtail 900um fiber 50/125 1 mt Confezione da 12 Pezzi di Colori Differenti | 27.4
KT5012LCM2 | LC Pigtail 900um fiber 50/125 1 mt Confezione da 12 Pezzi di Colori Differenti | 27.4
Multimodali su Fibra 900 Micron 50/125 OM3
KT5012SCM3 | SC Pigtail 900um fiber 50/125 OM3 1mt Confezione da 12 Pezzi di Colori Differenti | 28.8
KT5012LCM3 | LC Pigtail 900um fiber 50/125 OM3 1 mt Confezione da 12 Pezzi di Colori Differenti | 28.8
Multimodali su Fibra 900 Micron 50/125 OM4
KT5012SCM4 | SC Pigtail 900um fiber 50/125 OM4 1 mt Confezione da 12 Pezzi di Colori Differenti | 31.3
KT5012LCM4 | LC Pigtail 900um fiber 50/125 OM4 1 mt Confezione da 12 Pezzi di Colori Differenti | 31.3
Monomodali su Fibra 900 Micron 9/125
KT0912SCS2 | SC Pigtail 900um fiber 9/125 1 mt Confezione da 12 Pezzi di Colori Differenti | 23.5
KT0912LCS2 | LC Pigtail 900um fiber 9/125 1 mt Confezione da 12 Pezzi di Colori Differenti | 23.5
CABLAGGIO STRUTTURATO 4NET
CODICE | DESCRIZIONE | LISTINO EURO
CABLAGGIO IN FIBRA OTTICA
CONNETTORI
Connettori
KO0000STMM | Connettore ST Multimodale | 2.1
KO0000STSM | Connettore ST Monomodale | 2.1
KO0000SCMM | Connettore SC Multimodale | 2.1
KO0000SCSM | Connettore SC Monomodale | 2.1
KO0000LCMM | Connettore LC Multimodale | 1.3
KO0000LCSM | Connettore LC Monomodale | 1.3
KR0000SCMM | Connettore prelappato SC Multimodale | 6.4
KR0000SCSM | Connettore prelappato SC Monomodale | 7.2
KR0000SCMMM3 | Connettore prelappato SC Multimodale OM3 | 7.6
KR0000LCMM | Connettore prelappato LC Multimodale | 7.6
KR0000LCSM | Connettore prelappato LC Monomodale | 8
KR0000LCMMM3 | Connettore prelappato LC Multimodale OM3 | 9.6
ACCESSORI PER CABLAGGIO FTTH
Connettori
KR0CAPCSM | Connettore prelappato SC APC Monomodale | 8.2
KRLCAPCSM | Connettore prelappato LC APC Monomodale | 10
Pigtail Monomodali su Fibra 900 Micron 9/125
KT09SCAPCS2 | SC APC Pigtail 900um fiber 9/125 1 mt Confezione da 12 Pezzi di Colori Differenti | 28.5
Bussole
BSZSCAPCSX | Bussola SC APC Monomodale con copricontatto | 2.5
Bretelle Monomodali Cavo Zip Simplex (1 - 2 MT) 9/125
BF0901SCSCAPCSX | SC/APC-SC/APC Patchcord Zip Simplex cable 9/125 1 mt | 3.8
BF0902SCSCAPCSX | SC/APC-SC/APC Patchcord Zip Simplex cable 9/125 2 mt | 4.1
Bretelle Monomodali Cavo Zip Duplex (1 - 2 - 3 - 5 - 10 - 20 - 30 MT) 9/125
BF0901SCSCAPC | SC/APC-SC/APC Patchcord Zip Duplex cable 9/125 1 mt | 8.8
BF0902SCSCAPC | SC/APC-SC/APC Patchcord Zip Duplex cable 9/125 2 mt | 9.5
BF0903SCSCAPC | SC/APC-SC/APC Patchcord Zip Duplex cable 9/125 3 mt | 11.5
BF0905SCSCAPC | SC/APC-SC/APC Patchcord Zip Duplex cable 9/125 5 mt | 12.3
BF0910SCSCAPC | SC/APC-SC/APC Patchcord Zip Duplex cable 9/125 10 mt | 13.5
BF0920SCSCAPC | SC/APC-SC/APC Patchcord Zip Duplex cable 9/125 20 mt | 23
BF0930SCSCAPC | SC/APC-SC/APC Patchcord Zip Duplex cable 9/125 30 mt | 29.4
Stoa Box per estensione FTTH SC/APC SC/APC
COEXTFTTH30 | Box con bretella SIMPLEX per estensione FTTH a 30mt SC/APC | 30.2
Splitter
SPLSMSCAPC4F | Splitter Monomodale SC APC 1 In 4 Out | 33.1
SPLSMSCAPC8F | Splitter Monomodale SC APC 1 In 8 Out | 41.8
SPLSMSCAPC16F | Splitter Monomodale SC APC 1 In 16 Out | 79.5
SPLSMSCAPC24F | Splitter Monomodale SC APC 1 In 24 Out | 82.2
CABLAGGIO STRUTTURATO 4NET
CODICE | DESCRIZIONE | LISTINO EURO
CABLAGGIO IN FIBRA OTTICA
MPO/MTP
Cassetto Ottico Rack 19"
CO90041E48MPMT | CASSETTO OTTICO ESTRAIBILE 19 POLL.1U 4 MODULI VUOTI PER MPO/MTP | 123.5
Moduli MPO
4N-MPOLCM12OS2 | MODULO MPO – LC 12 FIBRE MONOMODALI 09/125 OS2 CONNETTORE MASCHIO | 81.3
4N-MPOLCM12OM3 | MODULO MPO – LC 12 FIBRE MULTIMODALI 50/125 OM3 CONNETTORE MASCHIO | 76.5
4N-MPOLCM12OM4 | MODULO MPO – LC 12 FIBRE MULTIMODALI 50/125 OM4 CONNETTORE MASCHIO | 99.8
4N-MPOLCM24OS2 | MODULO MPO – LC 24 FIBRE MONOMODALI 09/125 OS2 CONNETTORE MASCHIO | 148.1
4N-MPOLCM24OM3 | MODULO MPO – LC 24 FIBRE MULTIMODALI 50/125 OM3 CONNETTORE MASCHIO | 143.4
4N-MPOLCM24OM4 | MODULO MPO – LC 24 FIBRE MULTIMODALI 50/125 OM4 CONNETTORE MASCHIO | 150
Moduli MTP
4N-MTPLCM12OS2 | MODULO MTP – LC 12 FIBRE MONOMODALI 09/125 OS2 CONNETTORE MASCHIO | 173.9
4N-MTPLCM12OM3 | MODULO MTP – LC 12 FIBRE MULTIMODALI 50/125 OM3 CONNETTORE MASCHIO | 164.4
4N-MTPLCM12OM4 | MODULO MTP – LC 12 FIBRE MULTIMODALI 50/125 OM4 CONNETTORE MASCHIO | 171
4N-MTPLCM24OS2 | MODULO MTP – LC 24 FIBRE MONOMODALI 09/125 OS2 CONNETTORE MASCHIO | 340.2
4N-MTPLCM24OM3 | MODULO MTP – LC 24 FIBRE MULTIMODALI 50/125 OM3 CONNETTORE MASCHIO | 283.9
4N-MTPLCM24OM4 | MODULO MTP – LC 24 FIBRE MULTIMODALI 50/125 OM4 CONNETTORE MASCHIO | 295
Trunk MPO
4N-MPMP01T12OS2 | CAVO TRUNK MPO/MPO 12 FIBRE MONOMODALI 9/125 OS2 mt.1 CONNETTORI FEMMINA | 32
4N-MPMP01T12OM3 | CAVO TRUNK MPO/MPO 12 FIBRE MULTIMODALI 50/125 OM3 mt.1 CONNETTORI FEMMINA | 25.8
4N-MPMP01T12OM4 | CAVO TRUNK MPO/MPO 12 FIBRE MULTIMODALI 50/125 OM4 mt.1 CONNETTORI FEMMINA | 28.7
4N-MPMP01T24OS2 | CAVO TRUNK MPO/MPO 24 FIBRE MONOMODALI 9/125 OS2 mt.1 CONNETTORI FEMMINA | 79.3
4N-MPMP01T24OM3 | CAVO TRUNK MPO/MPO 24 FIBRE MULTIMODALI 50/125 OM3 mt.1 CONNETTORI FEMMINA | 55.9
4N-MPMP01T24OM4 | CAVO TRUNK MPO/MPO 24 FIBRE MULTIMODALI 50/125 OM4 mt.1 CONNETTORI FEMMINA | 62.1
4N-MPLC01T12OS2 | CAVO TRUNK MPO/LC 12 FIBRE MONOMODALI 9/125 OS2 mt.1 CONNETTORE MASCHIO | 56.2
4N-MPLC01T12OM3 | CAVO TRUNK MPO/LC 12 FIBRE MULTIMODALI 50/125 OM3 mt.1 CONNETTORE MASCHIO | 53.1
4N-MPLC01T12OM4 | CAVO TRUNK MPO/LC 12 FIBRE MULTIMODALI 50/125 OM4 mt.1 CONNETTORE MASCHIO | 56.3
4N-MPLC01T24OS2 | CAVO TRUNK MPO/LC 24 FIBRE MONOMODALI 9/125 OS2 mt.1 CONNETTORE MASCHIO | 118.7
4N-MPLC01T24OM3 | CAVO TRUNK MPO/LC 24 FIBRE MULTIMODALI 50/125 OM3 mt.1 CONNETTORE MASCHIO | 107.9
4N-MPLC01T24OM4 | CAVO TRUNK MPO/LC 24 FIBRE MULTIMODALI 50/125 OM4 mt.1 CONNETTORE MASCHIO | 114.6
Trunk MTP
4N-MTMT01T12OS2 | CAVO TRUNK MTP/MTP 12 FIBRE MONOMODALI 9/125 OS2 mt.1 CONNETTORI FEMMINA | 144.8
4N-MTMT01T12OM3 | CAVO TRUNK MTP/MTP 12 FIBRE MULTIMODALI 50/125 OM3 mt.1 CONNETTORI FEMMINA | 117.6
4N-MTMT01T12OM4 | CAVO TRUNK MTP/MTP 12 FIBRE MULTIMODALI 50/125 OM4 mt.1 CONNETTORI FEMMINA | 120.4
4N-MTMT01T24OS2 | CAVO TRUNK MTP/MTP 24 FIBRE MONOMODALI 9/125 OS2 mt.1 CONNETTORI FEMMINA | 346.9
4N-MTMT01T24OM3 | CAVO TRUNK MTP/MTP 24 FIBRE MULTIMODALI 50/125 OM3 mt.1 CONNETTORI FEMMINA | 235.6
4N-MTMT01T24OM4 | CAVO TRUNK MTP/MTP 24 FIBRE MULTIMODALI 50/125 OM4 mt.1 CONNETTORI FEMMINA | 241.8
4N-MTLC01T12OS2 | CAVO TRUNK MTP/LC 12 FIBRE MONOMODALI 9/125 OS2 mt.1 CONNETTORE MASCHIO | 144.4
4N-MTLC01T12OM3 | CAVO TRUNK MTP/LC 12 FIBRE MULTIMODALI 50/125 OM3 mt.1 CONNETTORE MASCHIO | 116.5
4N-MTLC01T12OM4 | CAVO TRUNK MTP/LC 12 FIBRE MULTIMODALI 50/125 OM4 mt.1 CONNETTORE MASCHIO | 120.3
4N-MTLC01T24OS2 | CAVO TRUNK MTP/LC 24 FIBRE MONOMODALI 9/125 OS2 mt.1 CONNETTORE MASCHIO | 273
4N-MTLC01T24OM3 | CAVO TRUNK MTP/LC 24 FIBRE MULTIMODALI 50/125 OM3 mt.1 CONNETTORE MASCHIO | 210.6
4N-MTLC01T24OM4 | CAVO TRUNK MTP/LC 24 FIBRE MULTIMODALI 50/125 OM4 mt.1 CONNETTORE MASCHIO | 217.5
TUBICINI - ACCESSORI - CONSUMABILI - LAPPATURA
Tubicini di Protezione
TUGF045MMT | Tubicino di protezione giunto a fusione 45mm | 0.2
TUGF060MMT | Tubicino di protezione giunto a fusione 60mm | 0.3
TUFL900UMY | Tubicino di protezione per fibre loose 900 um (giallo 2.5 mm) | 5.1
Consumabili
92073 | Alcool Isopropilico per pulizia fibre ottiche, tanica da 1000ml | 55.7
92072A | Alcool Isopropilico Spray per pulizia fibre ottiche, flacone da 200ml | 20.2
92074 | Fazzoletti conf. 280Pz | 20
PPCFOSC250 | Penna per pulizia connettori f.o. 2,5mm (sc/fc/st) | 28.2
PPCFOLC125 | Penna per pulizia connettori f.o. 1,25mm (lc/mu) | 28.2
STRUMENTAZIONE
CODICE | DESCRIZIONE | LISTINO EURO
Misuratori e Tracciatori di Segnale
LB220 | Lil’ Buttie PRO Telephone Test Set LB220 – Includes 1.22 m (4 ft) RJ11 to angled bed-of-nails cord set (LB35), headset with boom microphone (LB40B), and 9-volt battery. | 420
Certificatori e Tester Rame
CERTXRT4500 | Certificatore Cavi Lan Cat. 8 2GHZ adattatori P.L. inclusi | 23500
CERTXRT500 | Certificatore Cavi Lan Cat. 6A 500MHZ adattatori P.L. inclusi | 18100
Certificatori e Tester Fibra Ottica
CERTXRT700Q | Certificatore Cavi in Fibra Ottica MM/SM Tier1 | 4920
XRT700MMEFSC | FiberXpert 700 Cavo di Riferimento Multimodale SC, conforme EF Contiene 1 cordone di riferimento di test SC a SC per fibre da 50µm | 1897
XRT700MMEFLC | FiberXpert 700 Cavo di Riferimento Multimodale SC-LC, conforme EF Contiene 1 cordone di riferimento di test SC a LC per fibre da 50µm | 1897
XRT700MANDREL | Mandrel per test delle Fibre Ottiche Multimodali | 57
XRT700MMACSC | Kit Cavi di Riferimento Multimodale FiberXpert 700 Contiene 1x cavo di riferimento SC-LC conforme EF, 2x accoppiatore LC-LC, 2x cavo di riferimento trasparente modale LC-LC | 821
XRT700MMACLC | Kit Cavi di Riferimento FiberXpert 700 Multimode LC Contiene 1x Mandrino 2x Accoppiatore LC-LC, 1x cavo di riferimento trasparente modale, 2x cavo di riferimento trasparente modale | 821
XRT700SMACSC | Kit Cavi di Riferimento FiberXpert 700 Singlemode SC Contiene 2x Accoppiatore SC-SC, 3x cavo di riferimento Singlemode | 821
XRT700SMACLC | Kit Cavi di Riferimento FiberXpert 700 Singlemode LC Contiene 1x cavo di riferimento Singlemode SC-LC, 2x cavo di riferimento Singlemode LC-LC, 2x accoppiatore LC-LC | 821
FIBERTEKM | Modulo CERTXRT4500 per F.O. Multimodale | 9910
FIBERTEKS | Modulo CERTXRT4500 per F.O. Monomodale | 9910
OLS4NET | Sorgente 850nm/1300nm/1310nm/1550nm per Optical Power Meter | 1250
OPM4NET | Optical Power Meter | 550
VFL10KM | Visual Fault Locator 10Km | 36
OTDR4NETSMMM | OTDR multifunzione per f.o. MM / SM 850nm/1300nm/1310nm/1550nm | 6800
OTDR4NETSMXX | OTDR palmare 1310nm/1550nm/nm + o - 20nm Monomodale | 5000
BL091000SCUPS2 | Bobina di Lancio in Fibra ottica Monomodale da 1000 mt SC/UPC | 380
BL500500SCUPM2 | Bobina di Lancio in Fibra ottica Multimodale da 500 mt SC/UPC OM2 | 490
Kit di Terminazione
KITTERMFO | Kit di terminazione fibra ottica multimodale e monomodale per connettori prelappati. Contiene taglierina semi-automatica + Spellafibre per fibra ottica 3mm - 125um + Forbici in kevlar + Dispenser per alcool + borsa portatile per contenere tutta la strumentazione | 490
Accessori per Kit di Terminazione
4N-STRIPPERFO | Pinza Spellafibre | 35
4N-FBFO | Forbice per Fibra Ottica | 32
4N-TAGSAFO | Taglierina Semi Automatica per Fibra Ottica | 302
4N-TAGLAM | Lalma per taglierina semiautomatica modello 4N-TAGSAFO | 48
Giuntatrice a Fusione
GIUNT4NET-TRA.6 | Giuntatrice a fusione 6 MOTORI per applicazioni FTTX | 4900
Accessori per Giuntatrice a Fusione
ELGIUNT4NET | Kit 2 elettrodi per Giuntatrice a Fusione GIUNT4NET-TRA | 87

## NETWORKING
4 Power S.r.l.
LISTINO PREZZI
OTTOBRE 2025
Networking
INDICE
Networking Planet Technology
Networking 4Net
NETWORKING PLANET TECHNOLOGY
CODICE | DESCRIZIONE | LISTINO EURO
UNIVERSAL NETWORK MANAGEMENT SYSTEM
NMS-AIOT | Universal Network Management AIoT Application Server with LCD & 6 10/100/1000T LAN Ports | 4721
NMS-500 | PLANET Enterprise-class Universal Network Management Controller | 2526
NMS-1000V-10 | Universal Network Management Controller 10” LCD Touch Screen | 4391
NMS-1000V-12 | Universal Network Management Controller 12” LCD Touch Screen | 5309
UNC-NMS | Universal Network Management Center Central Controller LCD 6 Porte LAN 10/100/1000T (1024 x 100 nodes) | 3939
NMS-ST | Staffa Supporto per serie NMS-1000V | 334
ETHERNET SWITCH
Layer 3 Telecom Datacenter Managed Switch
DCS-7342-48Y8C | Layer 3 48-Port 25G SFP28 + 8-Port 40/100G QSFP28 Managed Data Center Switch | 17270
DCS-7342-32C2X | Layer 3 32-Port 100/40G QSFP28 + 2-Port 10G SFP+ Managed Data Center Switch | 23027
DCS-PWR800-AC | 800-watt AC power supply for DCS-7342-48Y8C and DCS-7342-32C2X (100V-240VAC) | 1834
CS-6303R | Routing Switch Chassis 3-Slot Layer 3 IPv6/IPv4 | 3989
CS6-M24S8X | 24-Port 1000X SFP + 8-Port 10G SFP+ Management Switch Module for CS-6303R | 7075
CS6-M24T8X | 24-Port 10/100/1000T + 8-Port 10G SFP+ Management Switch Module for CS-6303R | 7075
CS616PON4C4S4X | 16-Port GPON/EPON + 4-Port Gigabit TP/SFP + 4-Port 1000BASE-X SFP + 4-Port 10GBASE-X SFP+ Management Module for CS-6303R and CS-6306R | 8723
CS-6306R | Routing Switch Chassis 6-Slot Layer 3 IPv6/IPv4 | 4932
CS6-PWR550-AC | Modulo Alimentazione per CS-6306R 550-watt AC | 1102
CS6-PWR550-DC | Modulo Alimentazione per CS-6306R 550-watt DC | 1187
CS6-MCU | Modulo Multi-layer Management per CS-6306R (1-Porta Management, 1-Porta Console) | 5186
CS6-S16X | Modulo Switch per CS-6306R 16-Porte 10G SFP+ | 8748
CS6-S24S8X | Modulo Switch per CS-6306R 24-Porte 1000X SFP + 8-Porte 10G SFP+ | 6901
CS6-S24T24S | Modulo Switch per CS-6306R 24-Porte 10/100/1000T + 24-Porte 1000X SFP | 6552
CS6-S24T8X | Modulo Switch per CS-6306R 24-Porte 10/100/1000T + 8-Porte 10G SFP+ | 6988
CS6-S48S | Modulo Switch per CS-6306R 48-Porte 1000X SFP | 6596
CS6-S48T | Modulo Switch per CS-6306R48-Porte 10/100/1000T | 6465
CS6-S4Q | Modulo Switch per CS-6306R 4-Porte 40G QSFP+ | 10100
XGS3-24242 | Switch Managed Layer 3 Stackable 24-Porte 100/1000X SFP con 16-Porte condivise TP + 4-Porte 10G SFP+ | 3822
CB-DAQSFP-05M | 40G QSFP+ Direct Attach Copper Cable per XGS3-24242 hardware stacking port - 0.5M | 226
CB-DAQSFP-2M | 40G QSFP+ Direct Attach Copper Cable per XGS3-24242 hardware stacking port - 2M | 334
Layer 3 Aggregation Managed Switch con LCD Touch Screen
GS632024UP2T2XV | Switch Managed Layer 3 24-Porte 10/100/1000T 802.3bt PoE + 2-Porte 10G-T + 2-Porte SFP+ con LCD Touch Screen e Alimentazione Ridondante 48V (600W) | 3485
Layer 3 Enterprise Campus Managed Switch
XGS635024X2C | Switch Managed Layer 3 24-Porte 10G SFP+ + 2-Porte 40G/100G QSFP28 + Alimentazione Ridondante Opzionale | 3485
XGS635048X2Q4C | Switch Managed Layer 3 48-Porte 10G SFP+ + 2-Porte 40G QSFP+ + 4-Porte 100G QSFP28 + Alimentazione Ridondante Opzionale | 11213
XGS-PWR350-AC | Modulo Alimentazione Ridondante per XGS635048X2Q4C 350-watt AC (100V-240VAC) | 865
XGS-PWR350-DC | Modulo Alimentazione Ridondante per XGS635048X2Q4C 350-watt 12VDC (36V~-72VDC) | 951
CBQSFP100G1M | 100G QSFP28 Direct Attached Copper Cable - 1M | 143
CBQSFP100G3M | 100G QSFP28 Direct Attached Copper Cable - 3M | 197
CBQSFP100G5M | 100G QSFP28 Direct Attached Copper Cable - 5M | 382
CBQSFP4X25G3M | 100G QSFP28 to 4 25G SFP28 Breakout Cable - 3M | 304
CBQSFP4X10G1M | 40G QSFP+ a 4*10G SFP+ Direct Attached Copper Cable - 1M | 226
CBQSFP4X10G3M | 40G QSFP+ a 4*10G SFP+ Direct Attached Copper Cable - 3M | 295
CBQSFP4X10G5M | 40G QSFP+ a 4*10G SFP+ Direct Attached Copper Cable - 5M | 353
XGS635012X8TR | Switch Managed Layer 3 12-Porte 10G SFP+ +8-Porte 10/100/1000T con Alimentazione Ridondante AC 100~240V | 2518
SGS634124T4X | Switch Managed Layer 3 Stackable 24-Porte 10/100/1000T + 4-Porte 10G SFP+ | 1310
SGS634116S8C4XR | Switch Managed Layer 3 Stackable 16-Porte 100/1000X SFP + 8-Porte Gigabit TP/SFP + 4-Porte 10G SFP+ (100~240V AC, 12V DC) | 2393
SGS634124P4X | Switch Managed Layer 3 Stackable 24-Porte 10/100/1000T 802.3at PoE + 4-Porte 10G SFP+ (370W) | 2176
SGS634148T4X | Switch Managed Layer 3 Stackable 48-Porte 10/100/1000T + 4-Porte 10G SFP+ | 2008
SGS631016S8C4XR | Switch Managed Layer 3 Stackable 16-Porte 100/1000X SFP + 8-Porte Gigabit TP/SFP + 4-Porte 10G SFP+ (Dual 100~240V AC) | 1894
SGS631024P4X | Switch Managed Layer 3 Stackable 24-Porte 10/100/1000T 802.3at PoE + 4-Porte 10G SFP+ (370W) | 1669
SGS631024T4X | Switch Managed Layer 3 Stackable 24-Porte 10/100/1000T + 4-Porte 10G SFP+ | 912
SGS631048P6XR | Switch Managed Layer 3 Stackable 48-Porte 10/100/1000T 802.3at PoE + 6-Porte 10G SFP+ con Alimentazione Ridondante 55V DC (740W) | 2792
SGS63108P4X | Switch Managed Layer 3 Stackable 8-Porte 10/100/1000T 802.3at PoE + 4-Porte 10G SFP+ (120W) | 951
SGS631048T6X | Switch Managed Layer 3 Stackable 48-Porte 10/100/1000T + 6-Porte 10G SFP+ | 1700
GS631124PL4X | Switch Managed Layer 3 24-Porte 10/100/1000T 802.3at PoE + 4-Porte 10G SFP+ (720W) | 1618
Unmanaged PoE Switches con LCD Monitoring
FGSD-1022VHP | Switch Unmanaged 8-Porte 10/100TX 802.3at PoE + 2-Porte Gigabit TP/SFP Combo con PoE LCD Monitor (120W) | 382
FGSW-1822VHP | Switch Unmanaged 16-Porte 10/100TX 802.3at PoE + 2-Porte Gigabit TP + 2-Porte SFP con LCD PoE Monitor (300W) | 707
FGSW-2622VHP | Switch Unmanaged 24-Porte 10/100TX 802.3at PoE + 2-Porte 10/100/1000T + 2-Porte 1000X SFP con LCD PoE Monitor (300W) | 836
GSD-1222VHP | Switch Unmanaged 8-Porte 10/100/1000T 802.3at PoE + 2-Porte 10/100/1000T + 2-Porte 1000X SFP con PoE LCD Monitor (120W) | 421
GSW-1820VHP | Switch Unmanaged 16-Porte 10/100/1000T 802.3at PoE + 2-Porte Gigabit SFP con PoE LCD Monitor (300W) | 760
GSW-2620VHP | Switch Unmanaged 24-Porte 10/100/1000T 802.3at PoE + 2-Porte Gigabit SFP con PoE LCD Monitor (300W) | 855
Aggregation/Access Managed Switch
GS522016S8CR | Switch Managed L2+ 24-Porte 100/1000X SFP + 8-Porte Condivise TP + Alimentazione Ridondante AC/DC | 1432
XGS631112X | Switch Managed Layer 3 12-Porte 10GBASE-X SFP+ | 960
XGS63118T4XR | Switch Managed Layer 3 8-Porte 10GBASE-T + 4-Porte 10GBASE-X SFP+ | 1562
MGS631110T2X | Switch Managed Layer 3 8-Porte 2,5G BASE T + 2-Porte 10G BASE T + 2-Porte 10G BASE X SFP | 898
GS631124T4X | Switch Managed Layer 3 24-Porte 10/100/1000T + 4-Porte 10G SFP+ | 678
GS631148T6X | Switch Managed Layer 3 48-Porte 10/100/1000T + 6-Porte 10G SFP+ | 1343
GS631116S8C4XR | Switch Managed Layer 3 16-Porte 100/1000X SFP + 8-Porte Gigabit TP/SFP combo + 4-Porte 10G SFP+ | 1515
XGS63208X8TR | Switch Managed Layer 3 8-Porte 10GBASE-X SFP+ + 8-Porte 10GBASE-T con Alimentazione Ridondante 48V DC | 3646
XGS632012X4TR | Switch Managed Layer 3 12-Porte 10GBASE-X SFP+ + 4-Porte 10GBASE-T con Alimentazione Ridondante 48V DC | 3318
MGS63208T2X | Switch Metro Managed L3 4-Porte 10/100/1000T + 4-Porte 2.5G + 2-Porte 10G SFP+ | 1107
MGS63202T6S2X | Switch Metro Managed L3 2-Porte 100/1000T + 2-Porte 100/1000X SFP + 4-Porte 2.5G + 2-Porte 10G SFP+ | 1197
GS632046S2C4XR | Switch Managed L3 46-Porte 100/1000X SFP + 2-Porte Gigabit TP/SFP + 4-Porte 10G SFP+ | 2792
CB-DASFP-05M | 10G SFP+ Direct Attach Copper Cable - 0.5M | 113
CB-DASFP-2M | 10G SFP+ Direct Attach Copper Cable - 2M | 148
Metro Layer 2+/4 Managed Switch
MGSD-10080F | Switch Metro Managed L2+ 8-Porte 100/1000X SFP + 2-Porte 10/100/1000T (AC+2 DC, DIDO) | 946
MGSW-24160F | Switch Metro Managed L2+ 16-Porte 100/1000X SFP + 8-Porte 10/100/1000T (AC+2 DC, DIDO) | 1571
MGSW-28240F | Switch Metro Managed Layer 3 24-Porte 100/1000X SFP + 4-Porte 10G SFP+ (Alimentazione Ridondante AC+DC, 2xDI, 2xDO, Cybersecurity features, Hardware Layer3 OSPFv2 e IPv4/IPv6 Static Routing) | 2022
Layer 2/4 Managed Switch
GSD-1002M | Switch Managed L2/L4 8-Porte 10/100/1000T + 2-Porte 100/1000X SFP (PoE PD e Alimentazione esterna) | 339
GS42108T2S | Switch Managed L2/L4 8-Porte 10/100/1000T + 2-Porte 100/1000X SFP | 324
GS421016T2S | Switch Managed L2/L4 16-Porte 10/100/1000T + 2-Porte 100/1000X SFP | 431
GS421024T2S | Switch Managed L2/L4 24-Porte 10/100/1000T + 2-Porte 100/1000X SFP | 528
GS421024T4S | Switch Managed L2/L4 24-Porte 10/100/1000T + 4-Porte 100/1000X SFP | 547
GS421024T4SR | Switch Managed L2/L4 24-Porte 10/100/1000T + 4-Porte 100/1000X SFP con Alimentazione Ridondante 36-72V DC | 581
GS421048T4S | Switch Managed L2/L4 48-Porte 10/100/1000T + 4-Porte 100/1000X SFP | 1291
Web Smart Managed Switch
GS22108T2S | Switch Managed Web Smart 8-Porte 10/100/1000T + 2-Porte 1000X SFP | 207
GS221016T2S | Switch Managed Web Smart 16-Porte 10/100/1000T + 2-Porte 1000X SFP | 290
GS221024T2S | Switch Managed Web Smart 24-Porte 10/100/1000T + 2-Porte 1000X SFP | 334
19" Rack Unmanaged Switch
FNSW-2401 | Switch Fast Ethernet 24-Porte 10/100TX | 158
GSW-1601 | Switch Gigabit Ethernet 16-Porte 10/100/1000T | 207
GSW-2401 | Switch Gigabit Ethernet 24-Porte 10/100/1000T | 241
MGS-910X | Switch Multigigabit Ethernet 8-Porte 10/100/1000/2500T + 1-Porta 10G SFP+ | 275
Soho/Desktop Switch
FSD-803 | Switch Fast Ethernet 8-Porte 10/100TX (Case in metallo) | 53
GSD-503 | Switch Gigabit Ethernet 5-Porte 10/100/1000T (Alimentazione esterna, Case in metallo) | 55
GSD-803 | Switch Gigabit Ethernet 8-Porte 10/100/1000T (Alimentazione esterna, Case in metallo) | 73
Kit per Montaggio Rack
RKE-10A | Coppia Alette per Montaggio Rack 10” | 15
RKE-10B | Coppia Alette per Montaggio Rack 19” | 25
RKE-10A-C | Coppia Alette per Montaggio Rack 10” Blu Scuro | 15
RKE-10B-C | Coppia Alette per Montaggio Rack 19” Blu Scuro | 25
RKE-DIN-C | Kit per Montaggio DIN-Rail, Silver | 15
RKE-DIN-S50 | Kit per Montaggio DIN-Rail, Tipo Largo 50mm | 15
NETWORKING PLANET TECHNOLOGY
CODICE | DESCRIZIONE | LISTINO EURO
POWER OVER ETHERNET (POE)
MANAGED POE SWITCHES
PoE L3 Aggregation/Access Managed Switch
MGS63118P2X | Switch Managed Layer 3 8-Porte 2,5G BASE T 802.3at PoE + 2-Porte 10G BASE x SFP (120W) | 951
GS631124HP4X | Switch managed Layer 3 8-Porte 10/100/1000T 802.3bt PoE + 16-Port 10/100/1000T 802.3at PoE + 4-Porte 10G SFP+ (475 W) | 1710
GS631124P4XV | Switch Managed Layer 3 24-Porte 10/100/1000T 802.3at PoE+ 4-Porte 10G SFP+ con Smart LCD Display (370W) | 1432
GS631148P6X | Switch Managed Layer 3 48-Porte 10/100/1000T 802.3at PoE + 6-Porte 10G SFP+ PoE Budget 600W | 2212
GS63208P2X | Switch Managed L3 8-Porte 10/100/1000T 802.3at PoE + 2-Porte 10G SFP+ (120W) | 951
XGS63208UP4X | Switch Managed Layer 3 8-Porte 10G BASE-T 802.3bt 95W PoE ++ + 4-Porte 10G SFP+ (420W) | 3616
GS632224P4X | Switch Managed Layer 3 24-Porte 10/100/1000T 802.3bt PoE + 2-Porte 10G-T + 2-Porte 10G SFP+ con doppio slot di alimentazione modulare | 3772
GS632248UP4X | Switch Managed Layer 3 48-Porte 10/100/1000T 802.3bt PoE + 4-Porte 10G SFP+ con doppio slot di alimentazione modulare (3200W) | 5625
PWR-CRPS920 | Modulo Alimentazione Ridondante AC 920W CRPS, C16 socket, 54V DC output, 720-watt PoE budget@100-240VAC per GS632224P4X | 817
PWR-CRPS1200 | Modulo Alimentazione Ridondante AC 1200W CRPS, C16 socket, 54V DC output, 1000-watt PoE budget@100-240VAC per GS632224P4X | 951
PWR-CRPS2000 | Modulo Alimentazione Ridondante AC 2000W CRPS, C16 socket, 54V DC output, 1600-watt PoE budget@220-240VAC; 1000-watt PoE budget@110VAC per GS632224P4X | 1432
PoE L2+ Aggregation/Access Managed Switch
GS52208P2T2S | Switch Managed L2+ 8-Porte 10/100/1000T 802.3at PoE + 2-Porte 10/100/1000T + 2-Porte 100/1000X SFP (240W) | 960
PoE L2 Managed Switch
AVS421024HP4X | AV Switch Managed L2 8-Porte 10/100/1000T 802.3bt PoE + 16-Porte 10/100/1000T 802.3At PoE 4-Porte 10G SFP (450W) | 1701
GS421016UP8T4X | Switch Managed L2 16-Porte 10/100/1000T Ultra PoE + 8-Porte 10/100/1000T + 4 Porte 10G SFP (420W) | 1618
GS421024UP4X | Switch Managed L2 24-Porte 10/100/1000T Ultra PoE + 4-Porte 10G SFP (720W) | 2067
GS421048P4S | Switch Managed L2 48-Porte 10/100/1000T 802.3at PoE + 4-Porte 100/1000X SFP (440W) | 1976
GS421024P4C | Switch Managed L2 24-Porte 10/100/1000T 802.3at PoE + 4-Porte Gigabit TP/SFP Combo (220W) | 1102
GS421024PL4C | Switch Managed L2 24-Porte 10/100/1000T 802.3at PoE + 4-Port Gigabit TP/SFP Combo (440W) | 1291
GS421024P2S | Switch Managed L2 24-Porte 10/100/1000T 802.3at PoE + 2-Porte 100/1000X SFP (300W) | 1046
GS421016P4C | Switch Managed L2 16-Porte 10/100/1000T 802.3at PoE + 4-Porte Gigabit TP/SFP Combo (220W) | 960
GS421016P2S | Switch Managed L2 16-Porte 10/100/1000T 802.3at PoE + 2-Porte 100/1000X SFP (220W) | 903
GS42108P2C | Switch Managed L2 8-Porte 10/100/1000T 802.3at PoE + 2-Porte 10/100/1000T + 2-Porte 100/1000X SFP (120W) | 499
GS42108P2S | Switch Managed L2 8-Porte 10/100/1000T 802.3at PoE + 2-Porte 100/1000X SFP (120W) | 470
GS42108UP2S | Switch Managed L2 8-Porte 10/100/1000T Ultra PoE + 2-Porte Gigabit SFP (180W) 250mt | 562
FGSW2624HPS | Switch Managed L2 24-Porte 10/100TX 802.3at PoE + 2-Porte Gigabit TP/SFP Combo (220W) | 759
PoE Web Smart Switch
GS22108P2S | Switch Managed Web Smart 8-Porte 10/100/1000T 802.3at PoE + 2-Porte1000X SFP (120W) | 368
GS221016P2S | Switch Managed Web Smart 16-Porte 10/100/1000T 802.3at PoE + 2-Porte 1000X SFP (240W) | 615
GS221024P2S | Switch Managed Web Smart 24-Porte 10/100/1000T 802.3at PoE + 2-Porte 1000X SFP (260W) | 855
FGSD-1008HPS | Switch Web Smart 8-Porte 10/100TX 802.3at PoE + 2-Porte Gigabit TP/SFP Combo (120W) - (120W) – 802.3at | 436
FGSW-1816HPS | Switch Web Smart 16-Porte 10/100TX 802.3at PoE + 2-Porte Gigabit TP/SFP Combo (220W) | 663
UNMANAGED POE SWITCHES
PoE Unmanaged Switch
GSD-1008HP | Switch Unmanaged 8-Porte 10/100/1000T 802.3at PoE + 2-Porte 10/100/1000T (120W) | 275
GSD-908HP | Switch Unmanaged 8-Porte 10/100/1000T 802.3at PoE + 1-Porta 10/100/1000T (100W) | 290
GSD-604HP | Switch Unmanaged 4-Porte 10/100/1000T 802.3at PoE + 2-Porte 10/100/1000T Alimentazione Esterna (55W) | 177
FSD-1008HP | Switch Unmanaged 8-Porte 10/100TX 802.3at PoE + 2-Porte (120W) | 192
FGSD-1011HP | Switch Unmanaged 8-Porte 10/100TX 802.3at/af PoE + 1-Porta 10/100/1000T + 1-Porta 100/1000X SFP (120W) | 241
FSD-604HP | Switch Unmanaged 4-Porte 10/100TX 802.3at PoE + 2-Porte 10/100TX Alimentazione interna (60W) | 98
FGSD-1821P | Switch Unmanaged 16-Porte 10/100TX 802.3at PoE + 2-Porte Condivise 1000X SFP (190W) | 353
FGSW-2511P | Switch Unmanaged 24-Porte 10/100TX 802.3at PoE + 1-Porta Gigabit TP/SFP Combo (190W) | 450
MGS-910XP | Multigigabit Switch Unmanaged 8-Porte 10/100/1000T 802.3at PoE + 1-Porta 10G SFP+ (120W) | 402
GSD-1022UP | Switch Unmanaged 2-Porte 10/100/1000T 802.3bt PoE + 4-Porte 10/100/1000T 802.3at PoE + + 2-Porte 10/100/1000T + 2-Porte Gigabit SFP (180W) | 382
GSD-2022P | Switch Unmanaged 16-Porte 10/100/1000T 802.3at PoE + 2-Porte 10/100/1000T + 2-Porte 1000X SFP (185W) | 484
GSW-1820HP | Switch Unmanaged 16-Porte 10/100/1000T 802.3at PoE + 2-Porte Gigabit SFP (240W) | 436
GSW-2620HP | Switch Unmanaged 24-Porte 10/100/1000T 802.3at PoE + 2-Porte Gigabit SFP (300W) | 625
GSW-5240HP | Switch Unmanaged 48-Porte 10/100/1000T 802.3at PoE + 4-Porte Gigabit SFP (370W) | 1403
UNMANAGED/MANAGED 502,3af/at/bt POE INJECTOR - SPLITTER - EXTENDER
802.3at PoE+ Injector Hub
HPOE-2400G | PoE Injector Hub Managed 24-Porte Gigabit IEEE 802.3at PoE+ (720W) | 1483
HPOE-1200G | PoE Injector Hub Managed 12-Porte Gigabit IEEE 802.3at PoE+ (360W) | 1060
HPOE-460 | PoE Injector Hub Managed 4-Porte Gigabit IEEE 802.3at PoE+ (120W) | 319
POE-2400G | PoE Injector Hub Managed 24-Porte Gigabit IEEE 802.3at PoE+ (440W) | 1282
POE-1200G | PoE Injector Hub Managed 12-Porte Gigabit IEEE 802.3at PoE+ (220W) | 951
802.3bt Ultra PoE Injector Hub
UPOE-400 | PoE Injector Hub 4-Porte Multi-Gigabit 802.3bt PoE++ (160W) | 673
UPOE-800G | PoE Injector Hub Managed 8-Porte Gigabit 60W Ultra PoE (400W) | 1469
UPOE-1600G | PoE Injector Hub Managed 16-Porte Gigabit 60W Ultra PoE (600W) | 1985
UPOE-2400G | PoE Injector Hub Managed 24-Porte Gigabit 60W Ultra PoE (800W) | 2792
802.3bt Ultra PoE Injector - Splitter
POE-173 | Ultra PoE Injector Gigabit 802.3bt (60W) - alim. Int. | 158
POE-171A-60 | Ultra PoE Injector Gigabit 802.3bt (60W, Legacy mode support, PoE Usage LED) - alim. Est. | 285
POE-171A-95 | Ultra PoE Injector Gigabit 802.3bt (95W, PoH, Legacy mode support, PoE Usage LED) - alim. Est. | 382
POE-175-95 | Ultra PoE Injector Gigabit 802.3bt (95W, PoH, PoE Usage LED) - alim. Int. | 368
POE-176-95 | Ultra PoE Injector Single-Port 10Gbps 802.3bt PoE++ (95W, 802.3bt Type-4, PoH, PoE Usage LED, 10/100/1G/2.5G/5G/10Gbps Data rate) - alim. Est | 402
802.3bt Ultra PoE Splitter
POE-171S | Ultra PoE Splitter Gigabit 802.3bt (12V/19V/24V) | 211
POE-172S | Ultra PoE Splitter Gigabit 802.3bt (12V/19V/24V) | 211
POE-173S | Ultra PoE++ Splitter Gigabit 802.3bt (12V/19V/24V) | 319
POE-173S-12V | Ultra PoE++ Splitter Gigabit 802.3bt 12V | 324
802.3bt Ultra PoE Extender
POE-E301 | PoE Extender Gigabit 1-Porta 802,3bt a 1-Porta 802.3bt | 211
POE-E304 | PoE Extender Gigabit 1-Porta Ultra PoE a 4-Porte 802.3af/at | 207
802.3at PoE+ Injector
POE-163 | High PoE Injector Gigabit 802.3at (Mid-Span, 30W) - alim. Int. | 94
POE-165 | PoE+ Injector Multigigabit Single-port 802.3at (30W, All-in-one Pack, 10M/100M/1G/2.5G/5G speed) | 93
802.3at PoE+ Splitter
POE-161S | PoE Plus Splitter Gigabit IEEE 802.3at (5V/12VDC) | 108
POE-162S | PoE Plus Splitter Gigabit IEEE 802.3at (12V/24VDC) | 108
802.3at PoE+ Extender
POE-E201 | PoE Extender Gigabit Ethernet IEEE 802.3at | 177
POE-E202 | PoE Extender Gigabit 1-Porta 802.3at PoE+ a 2-Porte 802.3af/at | 177
SOLUZIONI POE LUNGHE DISTANZE
Power over Coaxial Extender
LRP-101C-KIT | Extender Kit Lunga Distanza 1-Porta PoE over Coaxial (LRP-101CH+LRP-101CE), (-20 a 70° C), fino a 1Km | 731
LRP-101CH | Injector Lunga Distanza 1-Porta 10/100-TX PoE PD + 1-Porta Coaxial ,(-20 a 70° C) | 402
LRP-101CE | Extender Lunga Distanza 1-Porta 10/100-TX PoE PSE + 1-Porta Coaxial ,(-20 a 70° C) | 416
Power over UTP Extender
LRP-101U-KIT | Extender Kit Lunga Distanza 1-Porta PoE over UTP (LRP-101UH+LRP-101UE), (-20 a 70° C), fino a 500 mt | 721
LRP-101UH | Injector Lunga Distanza 1-Porta PoE over UTP , (-20 a 70° C), fino a 500 mt | 402
LRP-111U-KIT | Injector Lunga Distanza 1-Porta PoE over UTP , (-40 a 75° C), fino a 800 mt | 865
Alimentatori per serie LRP-101
PWR-65-56 | Alimentatore 65W 100-240VAC a 54VDC | 63
Power over Coaxial Managed Switch
LRP-822CS | Switch Managed Lunga Distanza, 8-Porte Coaxial + 2-Porte 10/100/1000T + 2-Porte 100/1000X SFP (240W) | 2606
LRP-1622CS | Switch Managed Lunga Distanza, 16-Porte Coaxial + 2-Porte 10/100/1000T + 2-Porte 100/1000-X SFP (440W) | 4092
SOLUZIONI ETHERNET LUNGHE DISTANZE
Ethernet su Cavo Telefonico
LRE-101 | Long Reach Ethernet Extender 1-Porta 10/100TX over UTP | 295
LRE-104 | Long Reach Ethernet Extender 4-Porte 10/100TX + 1-Porta UTP/BNC | 382
Ethernet su Coassiale
LRE-101C | Long Reach Ethernet Extender 1-Porta 10/100TX over Coaxial | 334
NETWORKING PLANET TECHNOLOGY
CODICE | DESCRIZIONE | LISTINO EURO
INDUSTRIAL ETHERNET
Industrial VPN Security Router
IVR-100 | VPN Security Gateway Industriale 5-Porte 10/100/1000T Dual-WAN Failover and Load Balancing, Cyber Security, SPI Firewall, Content Filtering, DoS Attack Prevention, Port Range Forwarding, SSL VPN and robust hybrid VPN (IPSec/GRE/PPTP/L2TP), IPv6, SNMP, QoS, (-40 a 75°C) | 528
IVR-300 | VPN Security Gateway Industriale 5-Porte 10/100/1000T (2 DI/DO, 1 RS485, Dual DC 9~54V, - 40 a 75°C , SD-WAN automatically establishes a secure mesh VPN, Dual-WAN Failover and Load Balancing, High Availability, SSL VPN and robust hybrid VPN(IPSec/GRE/PP | 1150
IVR-300FP | Security Gateway Industriale 4P POE 10/100/1000T 802,3AT + 1P 10/100/1000T + 1P SFP ( -40A 75°C ) | 1478
IVR-300W | Wireless VPN Gateway Industriale Wi-Fi 6 802.11ax 1800Mbps Dual Band con 5-Porte 10/100/1000T (2.4GHz and 5GHz Dual Band concurrent, 2 DI/DO, 1 RS485, Dual DC 9~54V, -40 a 75° C, SD-WAN automatically establishes a secure mesh VPN, Dual-WAN Failover an | 1478
Industrial WIFI Access Point
IAP-1800AX | Industrial Dual Band Wireless AP IP30 Wi-Fi 6 802.11ax 1800Mbps con 5-Porte 10/100/1000T (2 x 5dBi antenna, 2 DI/DO, Dual DC 9~54V, -40 a 75° C, 802.1Q VLAN, Captive Portal, RADIUS and cybersecurity features, AP/Gateway/Repeater modes, supporta NMS-500/NMS | 1375
IAP-2400AX | Industrial Wireless AP Wi-Fi 6 802.11ax 2400Mbps 5GHz IP30 con 5-Porte 10/100/1000T (4 x 5dBi antenna, 2 DI/DO, Dual DC 9~54V, -40 a 75° C, 802.1Q VLAN, Captive Portal, RADIUS and cybersecurity features, AP/Gateway/Repeater modes, supporta NMS-500/NMS-1000 | 1483
IAP-3600BE | IP30 Industrial Wi-Fi 7 802.11be 3600Mbps Dual Band Wireless AP con 5-Porte 10/100/1000T ( 2 x 5dBi antenna, 2 DI/DO, Dual DC 9~54V, -40 to 70 degree C, 802.1Q VLAN, Captive Portal, RADIUS and cybersecurity features, AP/Gateway/Repeater modes, supporta Op | 1571
IAP-3600BE-4PF | IP30 Industrial Wi-Fi 7 802.11be 3600Mbps Dual Band Wireless AP 4-Porte 10/100/1000T 802.3at PoE + 1-Porta 10/100/1000T + 1-Porta 1000X SFP 2 x 5dBi antenna, 2 DI/DO, Dual DC 48~54V, -40 to 70 degree C, 120W PoE Budget, 802.1Q VLAN, Captive Portal, RADIUS and cybersecurity features, AP/Gateway/Repeater modes, supporta Op | 1839
INDUSTRIAL MANAGED SWITCHES
Industrial L3 Managed Ethernet Switch
IMS-6325-5 | Industrial Switch Managed L3 5-Slot Modulari | 7075
IMS-4S | Slot 4 Porte 100/1000X SFP per IMS-6325-5 | 769
IMS-4T | Slot 4 Porte 10/100/1000T per IMS-6325-5 | 769
TSN63258T4S4X | TSN Switch Managed L3 8-Porte 10/100/1000T + 4-Porte 1G/2,5G SFP + 4-Porte 10G sfp+ (-40 a 75°C) | 3399
IGS632520T4C4X | Switch Managed L3 20-Porte 10/100/1000T + 4-Porte Gigabit TP/SFP + 4-Porte 10G SFP+ (-40 a 75°C) | 2562
IGS632520S4C4X | Switch Managed L3 20-Porte 100/1000X SFP + 4-Porte Gigabit TP/SFP + 4-Porte 10G SFP+ (-40 a 75°C) | 2739
IGS632516T4S | Switch Managed L3 16-Porte 10/100/1000T + 4-Porte 100/1000X SFP (-40 a 75°C) | 1848
IGS63258T8S | Switch Managed L3 8-Porte 10/100/1000T + 8-Porte 100/1000X SFP (-40 a 75°C) | 1664
IGS63254T2X | Switch Managed L3 4-Porte 2.5GBASE-T + 2-Porte 10GBASE-X SFP+ (-40 a 75°C) | 1249
IGS63258T4X | Switch Managed L3 8-Porte 10/100/1000T + 4-Porte 10G SFP+ (-40 a 75°) | 1756
IGS63258T8S4X | Switch Managed L3 8-Porte 10/100/1000T + 8-Porte 100/1000X SFP + 4-Porte 10G SFP+ (-40 a 75°C) | 1894
IGS632516T4X | Switch Managed L3 16-Porte 10/100/1000T + 4-Porte 10G SFP (-40 a 75°C) | 2575
IGS63255X1T | Switch Managed L3 5-Porte 10GBASE-X SFP+ + 1-Porta 10GBASE-T (-40 a 75°C) | 2486
Industrial L2/L2+ Managed Ethernet Switch
TSN52254T | TSN Switch Managed L2+ 4-Porte 10/100/1000T (-40 a 75°C) | 1710
TSN52254T2S | Industrial L2+ 4-Port 10/100/1000T + 2-Port 1G/2.5G SFP Managed TSN Ethernet Switch | 1761
TSN9002T2S | Industrial 2-Port 10/100/1000T + 2-Port 1G/2.5G SFP Managed TSN Media Converter | 1622
IGSR421524T4X | Switch Managed L2+ 24-Porte 10/100/1000T + 4-Porte 10G SFP (-40 a 75°C) | 1802
IGSW-24040T | Switch Managed L2+ 20-Porte 10/100/1000T + 4-Porte TP/SFP Combo (-40 a 75°C) | 2022
IGS522516T4S | Switch Managed L2+ 16-Porte 10/100/1000T + 4-Porte 100/1000X SFP (-40 a 75°C) | 1802
IGS52258T2S2X | Switch Managed L3 8-Porte 10/100/1000T + 2-Porte 100/1000X SFP + 2-Porte 10G SFP+ (-40 a 75°C) | 1701
IGS-20040MT | Switch Managed L2+ 16-Porte 10/100/1000T + 4-Porte 100/1000X SFP (-40 a 75°C) | 1793
IGS-10080MFT | Switch Managed L2+ 8-Porte 100/1000X SFP + 2-Porte 10/100/1000T (-40 a 75°C) | 1008
IGS-10020MT | Switch Managed L2+ 8-Porte 10/100/1000T + 2-Porte 100/1000X SFP (-40 a 75°C) | 912
IGS-12040MT | Switch Managed L2+ 8-Porte 10/100/1000T + 4-Porte 100/1000X SFP (-40 a 75°C) | 1253
IGS52254T2S | Switch Managed L2+ 4-Porte 10/100/1000T + 2-Porte 100/1000X SFP (-40 a 75°C) | 779
IGS42154T2S | Switch Managed L2/L4 4-Porte 10/100/1000T + 2-Porte 100/1000X SFP (-40 a 75°C) | 528
IGS42158T2S | Switch Managed L2/L4 8-Porte 10/100/1000T + 2-Porte 100/1000X SFP (-40 a 75°C) | 678
IGS42158T4X | Switch Managed L2/L4 8-Porte 10/100/1000T + 4-Porte 10G SFP+ (-40 a 75°C) | 1244
IGS421516T2S | Switch Managed L2/L4 16-Porte 10/100/1000T + 2-Porte 100/1000X SFP (-40 a 75°C) | 1055
IGS421516T4X | Switch Managed L2/L4 16-Porte 10/100/1000T + 4-Porte 10G SFP (-40 a 75°C) | 1562
IGS421524T4X | Switch Managed L2/L4 24-Porte 10/100/1000T + 4-Porte 10G SFP (-40 a 75°C) | 1894
IGS421516T2SU | Switch Managed L2/L4 16-Porte 10/100/1000T + 2-Porte 100/1000X SFP con Console USB (-40 a 75°C) | 1053
IGS-801M | Switch Managed L2/L4 8-Porte 10/100/1000T (-40 a 75°C) | 562
INDUSTRIAL OPTICAL FIBER BYPASS SWITCH
2-channel Optical Fiber Bypass Switch
IFB-244-MLC | Industrial 2-channel Optical Fiber Bypass Switch 4x LC MM (-40 a 75°C, dual 9~48V DC/24V AC) | 836
IFB-244-SLC | Industrial 2-channel Optical Fiber Bypass Switch 4x LC SM (-40 a 75°C, dual 9~48V DC/24V AC) | 836
IFB-244-MSC | Industrial 2-channel Optical Fiber Bypass Switch 4x SC MM (-40 a 75°C, dual 9~48V DC/24V AC) | 822
IFB-244-SSC | Industrial 2-channel Optical Fiber Bypass Switch 4x SC SM (-40 a 75°C, dual 9~48V DC/24V AC) | 836
INDUSTRIAL UNMANAGED SWITCHES
Gigabit Ethernet Switch
IGS-1000-8T4X | Switch Unmanaged 8-Porte 10/100/1000T + 4-Porte 10G SFP+ Compatibili 1G/2,5G SFP (-40 a 75°C) | 1187
IGS-1820TF | Switch Unmanaged 16-Porte 10/100/1000T + 2-Porte 1000X SFP (-40 a 75°C) | 817
IGS-1600T | Switch Unmanaged 16-Porte 10/100/1000T (-40 a 75°C) | 779
IGS-1020TF | Switch Unmanaged 8-Porte 10/100/1000T + 2-Porte 100/1000X SFP (-40 a 75°C) | 504
IGS-820TF | Switch Unmanaged 6-Porte 10/100/1000T + 2-Porte 100/1000/2500X SFP (-40 a 75°C) | 470
IGS-620TF | Switch Unmanaged 4-Porte 10/100/1000T + 2-Porte 100/1000X SFP (-40 a 75°C) | 484
IGS-510TF | Switch Unmanaged 4-Porte 10/100/1000T + 1-Porta 100/1000X SFP Compact Size (-40 a 75°C) | 353
IGS-801T | Switch Unmanaged 8-Porte 10/100/1000T (-40 a 75°C) | 402
IGS-501T | Switch Unmanaged 5-Porte 10/100/1000T (-40 a 75°C) | 255
IGS-800T | Switch Unmanaged 8-Porte 10/100/1000T Compact Size (-40 a 75°C) | 358
IGS-800T-PN | Switch Unmanaged 8-Porte 10/100/1000T Profinet Compact Size (-40 a 75°C) | 421
IGS-820TF-PN | Switch Unmanaged 6-Porte 10/100/1000T + 2 Porte SFP 100/1000 Profinet Compact Size (-40 a 75°C) | 518
IGS-500T | Switch Unmanaged 5-Porte 10/100/1000T Compact Size (-40 a 75°C) | 241
IGS-500T-E | Switch Unmanaged 5-Porte 10/100/1000T Compact Size (-40 a 75°C) | 221
Fast Ethernet Switch
ISW-500T | Switch Unmanaged 5-Porte 10/100TX Compact Size (-40 a 75°C) | 197
ISW-501T | Switch Unmanaged 5-Porte 10/100TX (-40 a 75°C) | 197
ISW-500T-E | Switch Unmanaged 5-Porte 10/100TX Compact Size (-40 a 75°C) | 172
ISW-511 | Switch Unmanaged 4-Porte 10/100TX + 1-Porta 100FX Multi-mode - 2km (-10 a 60°C) | 236
ISW-511T | Switch Unmanaged 4-Porte 10/100TX + 1-Porta 100FX Multi-mode - 2km (-40 a 75°C) | 246
ISW-511S15 | Switch Unmanaged 4-Porte 10/100TX + 1-Porta 100FX Single-mode - 15km (-10 a 60°C) | 260
ISW-511TS15 | Switch Unmanaged 4-Porte 10/100TX + 1-Porta 100FX Single-mode - 15km (-40 a 75°C) | 260
ISW-621 | Switch Unmanaged 4-Porte 10/100TX + 2-Porte 100FX Multi-mode- 2km (-10 a 60°C) | 295
ISW-621T | Switch Unmanaged 4-Porte 10/100TX + 2-Porte 100FX Multi-mode - 2km (-40 a 75°C) | 295
ISW-621S15 | Switch Unmanaged 4-Porte 10/100TX + 2-Porte 100FX Single-mode - 15km (-10 a 60°C) | 314
ISW-621TS15 | Switch Unmanaged 4-Porte 10/100TX + 2-Porte 100FX Single-mode - 15km (-40 a 75°C) | 334
ISW-621TF | Switch Unmanaged 4-Porte 10/100TX + 2-Porte 100FX SFP (-40 a 75°C) | 236
ISW-800T | Switch Unmanaged 8-Porte 10/100TX Compact Size (-40 a 75°C) | 211
ISW-801T | Switch Unmanaged 8-Porte 10/100TX (-40 a 75°C) | 211
ISW-1600T | Switch Unmanaged 16-Porte 10/100TX (-40 a 75°C) | 480
IFGS-620TF | Switch Ring Ethernet 4-Porte 10/100TX + 2-Porte Gigabit SFP (-40 a 75°C) Switch Ring a mezzo DIP switch | 304
IFGS-1022TF | Switch Unmanaged 8-Porte 10/100TX + 2-Porte Gigabit TP/SFP Combo (-40 a 75°C) | 402
IFGS-1222TF | Switch Unmanaged 8-Porte 10/100TX + 2-Porte Gigabit TP + 2-Porte SFP (-40 a 75°C) | 480
IFGS-1822TF | Switch Unmanaged 16-Porte 10/100TX + 2-Porte Gigabit TP/SFP Combo (-40 a 75°C) | 615
INDUSTRIAL POWER OVER ETHERNET
Rack-mount L3 Managed Ethernet Switch
IGS632516P4S | Switch Managed L3 16-Porte 10/100/1000T 802.3at PoE + 4-Porte 100/1000X SFP (-40 a 75°C) | 2437
IGS632524P4S | Switch Managed L3 24-Porte 10/100/1000T 802.3at PoE + 4-Porte Condivise 100/1000X SFP (-40 a 75°C) | 2739
IGS632524P4X | Switch Managed L3 24-Porte 10/100/1000T 802.3at PoE + 4-Porte 10G SFP+ (-40 a 75°C) | 2924
IGS632524UP4X | Switch Managed L3 24-Porte 10/100/1000T 95W 802.3bt PoE + 4-Porte 10G SFP+ PoE Budget 1440W | 3054
Rack-mount L2+ Managed Ethernet Switch
IGSR421524P4X | Switch Managed L2+ 24-Porte 10/100/1000T 802.3at PoE + 4-Porte 10G SFP+ PoE Budget 440W | 2482
IGS421516P4X | Switch Managed L2+ 16-Porte 10/100/1000T 802.3at PoE + 4-Porte 10G SFP+ PoE Budget 360W | 2212
DIN-rail L2/L2+/L3 Ring Managed Gigabit PoE Switch
IGS63254UP2X | Switch Managed L3 4-Porte 1G/2.5G T 802.3bt PoE + 2-Porte 10G SFP+ (-40 a 75°C) | 1529
IGS63258UP2S | Switch Managed L3 8-Porte 10/100/1000T 802.3bt PoE + 2-Porte 100/1000X SFP (-40 a 75°C) | 1710
IGS63258UP2S2X | Switch Managed L3 8-Porte 10/100/1000T 802.3bt PoE + 2-Porte 100/1000X SFP + 2-Porte 10G SFP+ (-40 a 75°C) | 1839
IGS63298UP2S2X | Switch Managed L3 8-Porte 10/100/1000T 802.3bt PoE + 2-Porte 1G/2.5G SFP + 2-Porte 10G SFP+ (-40 a 75°C) | 2347
IGS63298UP2S4X | Switch Managed L3 8-Porte 10/100/1000T 802.3bt PoE + 2-Porte 1G/2.5G SFP + 4-Porte 10G SFP+ (-40 a 75°C) | 2437
IGS-20160HPT | Switch Managed L2+ 16-Porte 10/100/1000T 802.3at PoE + 2-Porte 10/100/1000T + 2-Porte 100/1000X SFP (-40 a 75°C) | 2347
IGS-10020HPT-U | Switch Managed L2+ 8-Porte 10/100/1000T 802.3at PoE + 2-Porte 1G/2,5G SFP (-40 a 75°C) 12V a 54V DC Power boost, DIDO, USB Porta Console | 1483
IGS-10020HPT | Switch Managed L2+ 8-Porte 10/100/1000T 802.3at PoE + 2-Porte 100/1000X SFP (-40 a 75°C) | 1464
IGS-10020PT | Switch Managed L2+ 8-Porte 10/100/1000T 802.3at PoE + 2-Porte 100/1000X SFP (-40 a 75°C) | 1296
IGS42154P4T | Switch Managed L2/L4 4-Porte 10/100/1000T 802.3at PoE + 4-Porte 10/100/1000T (-40 a 75°C) | 993
IGS42154P4T2S | Switch Managed L2/L4 4-Porte 10/100/1000T 802.3at PoE + 4-Porte 10/100/1000T + 2-Porte 100/1000X SFP (-40 a 75°C) | 1055
IGS42154UP4T2S | Switch Managed L2/L4 4-Porte 10/100/1000T 802.3bt PoE + 4-Porte 10/100/1000T + 2-Porte 100/1000X SFP (-40 a 75°C) | 1112
IGS42158P2T2S | Switch Managed L2/L4 8-Porte 10/100/1000T 802.3at PoE + 2-Porte 10/100/1000T + 2-Porte 100/1000X SFP (-40 a 75°C) | 1107
IGS42158UP2T2S | Switch Managed L2/L4 8-Porte 10/100/1000T 802.3bt PoE + 2-Porte 10/100/1000T + 2-Porte 100/1000X SFP (-40 a 75°C) | 1235
IGS42158UP4X | Switch Managed L2/L4 8-Porte 10/100/1000T 802.3bt PoE + 4-Porte 10G SFP+ Power Budget 360W Extended Mode 250mt (-40 a 75°C) | 1710
IGS421516P2T2S | Switch Managed L2/L4 16-Porte 10/100/1000T 802.3at PoE + 2-Porte 10/100/1000T + 2-Porte 100/1000X SFP (-40 a 75°C) | 1669
IGS52254UP1T2S12V | Switch Managed L2+ 4-Porte 10/100/1000T Ultra PoE + 1-Porte 10/100/1000T + 2-Porte 1G/2,5G SFP 12V Booster (-40 a 75°C) | 1608
IGS52254UP1T2S | Switch Managed L2+ 4-Porte 10/100/1000T Ultra PoE + 1-Porte 10/100/1000T + 2-Porte 100/1000X SFP (-40 a 75°C) | 1338
IGS52258P4S | Switch Managed L2+ 8-Porte 10/100/1000T 802.3at PoE + 4-Porte 100/1000X SFP (-40 a 75°C) | 1562
IGS52258P4S12V | Switch Managed L2+ 8-Porte 10/100/1000T 802.3at PoE + 2-Porte 100/1G SFP + 2-Porte 100/1G/2.5G SFP 12V Booster (-40 a 75°C) | 1756
IGS52254P2S | Switch Managed L2+ 4-Porte 10/100/1000T 802.3at PoE + 2-Porte 100/1000X SFP (-40 a 75°C) | 912
IGS52258P2T2S | Switch Managed L2+ 8-Porte 10/100/1000T 802.3at PoE + 2-Porte 10/100/1000T+ 2-Porte 100/1000X SFP (-40 a 75°C) | 1529
IGS52258P2T4S | Switch Managed L2+ 8-Porte 10/100/1000T 802.3at PoE + 2-Porte 10/100/1000T + 2-Porte 100/1G SFP + 2-Porte 100/1G/2.5G SFP (-40 a 75°C) | 1608
IGS52258P2S2X | Switch Managed L3 8-Porte 10/100/1000T 802.3at PoE + 2-Porte 100/1000X SFP + 2-Porte 10G SFP+ (-40 a 75°C) | 1756
DIN-rail Unmanaged Gigabit PoE Switch
IGS-824UPT | Switch Unmanaged 4-Porte 10/100/1000T 802.3bt PoE + 2-Porte 10/100/1000T + 2-Porte 100/1000XSFP (-40 a 75°C) | 865
IGS-624HPT | Switch Unmanaged 4-Porte 10/100/1000T 802.3at PoE+ con 2-Porte 100/1000X SFP (-40 a 75°C) | 807
IGS-614HPT | Switch Unmanaged 4-Porte 10/100/1000T 802.3at PoE + 1-Porta 10/100/1000T + 1-Porta 100/1000XSFP (-40 a 75°C) | 721
IGS-504HPT | Switch Unmanaged 5-Porte 10/100/1000T con 4-Porte 802.3at PoE+ (-40 a 75°C) | 576
IGS-514PT | Switch Unmanaged 4-Porte 10/100/1000T 802.3at PoE + 1-Porta 100/1000X SFP (-40 a 75°C) | 431
IGS-504PT | Switch Unmanaged 4-Porte 10/100/1000T 802.3at PoE + 1-Porta 10/100/1000T (-40 a 75°C) | 421
IGS-1000-4UP2X | Switch Unmanaged 4-Porte 10/100/1000T 802.3Bt PoE + 2-Porte 10G SFP Compatibili 1G/2,5G (360W) (-40 a 75°C) Dual 48~54V DC (-40 a 75°C) | 1055
IGS-1000-8UP4X | Switch Unmanaged 8-Porte 10/100/1000T 802.3Bt PoE + 4-Porte 10G SFP Compatibili 1G/2,5G (360W) (-40 a 75°C) Dual 48~54V DC (-40 a 75°C) | 1375
IGS-1020PTF | Switch Unmanaged 8-Porte 10/100/1000T 802.3at PoE + 2-Porte 100/1000X SFP (-40 a 75°C) | 822
IGS-1020PTF-12V | Switch Unmanaged 8-Porte 10/100/1000T 802.3at PoE + 2-Porte 100/1000X SFP con Booster 12V (-40 a 75°C) | 998
DIN-rail Unmanaged Fast Ethernet PoE Switch
ISW-504PT | Switch Unmanaged 5-Porte 10/100TX con 4 porte 802.3af PoE (-40 a 75°C) | 480
ISW-504PT-E | Switch Unmanaged 5-Porte 10/100TX con 4 porte 802.3af PoE (-40 a 75°C) Compact | 373
ISW-514PTF | Switch Fast Ethernet 4-Porte 10/100-TX PoE 802.3af IP30 Slim + 1-Porta SFP (-40 a 75°C) | 538
IFGS-624PTF | Switch Unmanaged 4-Porte 10/100TX 802.3at PoE + 2-Porte Gigabit SFP Ring Ethernet Switch 250m (-40 a 75°C) | 721
IFGS-1022HPT | Switch Unmanaged 8-Porte 10/100TX 802.3at PoE + 2-Porte Gigabit TP/ SFP Combo (-40 a 75°C) | 774
RENEWABLE ENERGY POE SYSTEM
Managed PoE Switch
BSP-360 | Switch Web Smart Renewable Energy 4-Porte 10/100/1000T 802.3at PoE+ + 1-Porta Gigabit Ethernet (-10 a 60°C, 24V/1A DC output) | 1525
Unmanaged PoE Switch
BSP-115HP-5A | Switch Renewable Energy 5-Porte 10/100/1000T 802.3at PoE + 1-Porta 1000 SFP (-20 a 65°C) 250m PoE Esteso PoE Budget 65W | 470
BSP-115PV-15A | Switch Renewable Energy 5-Porte 10/100/1000T 802.3at PoE + 1-Porta 1000 SFP (-20 a 65°C) 250m PoE Esteso PoE Budget 120W | 673
NMS Controller
NMS-360 | Renewable Energy Management Controller | 2339
NMS-360V-10 | Renewable Energy Management Controller 10” LCD Touch Screen | 4277
NMS-360V-12 | Renewable Energy Management Controller 12” LCD Touch Screen | 5143
INDUSTRIAL POE INJECTOR, SPLITTER, EXTENDER
PoE Injector/Splitter/Extender
IPOE-162 | PoE Plus Injector Gigabit IEEE 802.3at (Mid-Span, 30W, -40 a 75°C, 12~48V DC power boost) | 256
IPOE-162S | High PoE Splitter Gigabit IEEE 802.3at con 12V/24V DC output (30W, -40 a 75°C) | 236
IPOE-173S | Ultra PoE++ Splitter Gigabit 802.3bt con 12V/24V DC output ( -40 a 75°C) | 421
IPOE-171-60W | Ultra PoE Injector Gigabit 802.3bt (60W, Legacy mode support, PoE Usage LED, -40 a 75°C, 48~56V DC) | 382
IPOE-171-95W | Ultra PoE Injector Gigabit 802.3bt (95W, PoH, Legacy mode support, PoE Usage LED, -40 a 75°C, 12~48V DC power boost) | 625
IPOE-260 | Injector Hub 2-Porte 10/100/1000T 802.3at PoE+ (-40 a 75°C) | 236
IPOE-260-12V | Injector Hub 2-Porte 10/100/1000T 802.3at PoE+, Booster 12V (-40 a 75°C, 12~54VDC) | 339
IPOE-270 | Injector Hub 2-Porte Multi-Gigabit 802.3bt PoE++ (-40 a 75°C) | 373
IPOE-270-12V | Injector Hub 2-Porte Multi-Gigabit 802.3bt PoE++ , Booster 12V (-40 a 75°C, 12~56VDC) | 663
IPOE-470 | Injector Hub 4-Porte 10/100/1000T 802.3bt PoE++ (-40 a 75°C) | 581
IPOE-470-12V | Injector Hub 4-Porte 10/100/1000T 802.3bt PoE++ , Booster 12V (-40 a 75°C, 12~54VDC) | 822
IPOE-E174 | PoE Extender Gigabit 1-Porta Ultra PoE a 4-Porte 802.3af/at (60W, -40 a 75°C) | 450
IPOE-175 | PoE++ Injector IP67 1-Porta 60W 802.3bt (-40 a 75°C) | 339
IPOE-175S | Ultra PoE++ Splitter IP67 Gigabit 802.3bt (DC 12V, -40 a 75°C) | 285
IPOE-176S | Ultra PoE++ Splitter 10 Gigabit 802.3bt con 12V/19V/24V DC output ( -40 a 75°C) | 450
IPOE-E302 | PoE Extender Gigabit 1-Porta 802.3bt PoE++ a 2-Porte 802.3at (IP67, include 3 x connettori waterproof RJ45, -40 a 75°C) | 373
INDUSTRIAL FLAT ETHERNET SOLUTION
Unmanaged Ethernet Switch
WGS-803 | Switch Unmanaged Wall-mount 8-Porte 10/100/1000T (-10 a 60°C) | 295
WGS-E304PT | Extender PoE da 1-Porta 95W 802.3bt PoE++ a 4-Porte 802.3at PoE+ -40/+75°C | 382
Unmanaged Ethernet PoE Switch
WGS-814HP | Switch Unmanaged Wall-mount 8-Porte 10/100/1000T con 4-Porte 802.3at PoE+ (-20 a 60°C) | 392
WGS-804HP | Switch Unmanaged Wall-mount 8-Porte 10/100/1000T con 4-Porte 802.3at PoE+ (-10 a 60°C) | 421
WGS-804HPT | Switch Managed L2/L4 Wall-mount 8-Porte 10/100/1000T con 4-Porte PoE+ (-40 a 75°C) | 528
WGS-818HP | Switch Unmanaged Wall-mount 8-Porte 10/100/1000T 802.3at PoE+ (-20 a 60°C) | 547
L2/L4 Managed Gigabit Ethernet Switch
WGS-4215-8T | Switch Managed L2/L4 Wall-mount 8-Porte 10/100/1000T (-40 a 75°C) | 480
WGS42158T2S | Switch Managed L2/L4 Wall-mount 8-Porte 10/100/1000T + 2-Porte 100/1000X SFP (-40 a 75°C) | 518
L2/L4 Managed PoE Switch
WGS42158P2S | Switch Managed L2/L4 Wall-mount 8-Porte 10/100/1000T 802.3at PoE + 2-Porte 100/1000X SFP (-40 a 75°C) | 769
WGS42158P2X | Switch Managed L2/L4 Wall-mount 8-Porte 10/100/1000T 802.3at PoE + 2-Porte 10G SFP (-40 a 75°C) | 1093
WGS42158P2XV | Switch Managed L2/L4 Wall-mount 8-Porte 10/100/1000T 802.3at PoE + 2-Porte 10G SFP LCD Touch Screen (-40 a 75°C) | 1385
WGS42158HP2S | Switch Managed Wall-mount 4-Porte 10/100/1000T 802.3bt PoE + 4-Porte 10/100/1000T 802.3at PoE + 2-Porte 100/1000X SFP (-40 a 75°C) | 865
WGS421516P2S | Switch Managed L2/L4 Wall-mount 16-Porte 10/100/1000T 802.3at PoE + 2-Porte 100/1000X SFP(-10 a 60°C) | 1053
L2+ Managed Gigabit Ethernet Switch
WGS52258T2SV | Switch Managed L2+ Wall-mount 8-Porte 10/100/1000T + 2-Porte 100/1000X SFP con LCD Touch Screen (-20 a 70°C) | 889
L2+ Managed PoE Switch
WGS52258P2S | Switch Managed L2+ Wall-mount 8-Porte 10/100/1000T 802.3at PoE + 2-Porte 100/1000X SFP(-40 a 75°C) | 960
WGS52258P2SV | Switch Managed L2+ Wall-mount 8-Porte 10/100/1000T 802.3at PoE + 2-Porte 100/1000X SFP con LCD touch screen (-20 a 70°C) | 1150
WGS52258UP2SV | Switch Managed Wall-mount 8-Porte 10/100/1000T 802.3bt PoE + 2-Porte 100/1000X SFP con LCD Touch Screen (-20 a 70°C) | 1525
Flat-type L3 Ring Managed Gigabit PoE Switch
WGS63258UP2X | Switch Managed Wall-mount 4-Porte 2.5G 802.3bt PoE +4 Porte 10/100/1000 802.3bt PoE + 2-Porte 10G SFP PoE Budget 480W (-40 a 75°C) | 1807
INDUSTRIAL MEDIA CONVERTER
DIN-rail Gigabit Ethernet Converter
IGT-1205AT | Media Converter 1-Porta 10/100/1000T a 2-Porte 100/1000X SFP (-40 a 75°C) | 450
IGT-2205AT | Media Converter 2-Porte 10/100/1000T a 2-Porte 100/1000/2500X SFP (-40 a 75°C) | 470
IGT-2205AT-E | Media Converter 2-Porte 10/100/1000T a 2-Porte 100/1000X SFP (-40 a 75°C), Dip Switch per Ridondanza Fibra | 431
IGT-805AT | Media Converter 10/100/1000T a 1000X (mini-GBIC, SFP) (-40 a 75°C) | 256
IGT-815AT | Media Converter 10/100/1000T a 1000X (mini-GBIC, SFP) Compact Size (-40 a 75°C) | 236
IGT-900-1T1S | Managed Media Converter 1-Porta 10/100/1000T + 2-Porte 100/1000/2500X SFP (-40 a 75°C) | 480
IGT-900-2T2S | Managed Media Converter 2-Porte 10/100/1000T + 2-Porte 100/1000/2500X SFP (-40 a 75°C) | 547
DIN-rail Gigabit PoE Converter
IGTP-802T | Media Converter 10/100/1000T 802.3at PoE+ a 1000SX (SC,MM) -550m (-40 a 75°C, 12V~48V DC power boost) | 402
IGTP-802TS | Media Converter 10/100/1000T 802.3at PoE+ a 1000LX (SC,SM) -10km (-40 a 75°C, 12V~48V DC power boost) | 421
IGTP-805AT | Media Converter 10/100/1000T 802.3at PoE+ a 1000X (mini-GBIC, SFP) (-40 a 75°C, 12V~48V DC power boost) | 373
IGTP-815AT | Media Converter 10/100/1000T 802.3at PoE+ a 1000X (mini-GBIC, SFP) Compact Size (-40 a 75°C) | 353
IGTP-825AT | Media Converter IP67 10/100/1000T 802.3at PoE+ a 1000X (mini-GBIC, SFP) (-40 a 75°C, 24~56V power boost, IK10 impact protection) | 392
IGTP-2205AT | Media Converter IP67 2X 10/100/1000T 802.3at PoE+ a 2X 1000X (mini-GBIC, SFP) (-40 a 75°C, 24~56V power boost, IK10 impact protection) | 441
IXT-900-1X1UP | Managed Media Converter 1-Porta 10G/1G BASE-X SFP a 1-PortA 10G/5G/1G/100 BASE-T 802.3bt PoE++ , -40 a 75°C, dual 12V~56V DC power | 1150
IXT-900-2X1UP | Managed Media Converter 2-Porte 10G/1G BASE-X SFP a 1-PortA 10G/5G/1G/100 BASE-T 802.3bt PoE++ , -40 a 75°C, dual 12V~56V DC power | 1197
IGUP-805AT | Media Converter 1-Porta 100/1000X SFP a 1-Porte 10/100/1000T 802.3bt PoE++ (802.3bt Type-4, PoH, Legacy, Force mode support, -40 a 75°C, dual 12V~56V DC power boost, PoE Usage LED) | 615
IGUP-1205AT | Media Converter 2-Porte 100/1000X SFP a 1-Porta 10/100/1000T 802.3bt PoE++ ( 802.3bt Type-4, PoH, Legacy mode support, -40 a 75°C, dual 12V~56V DC power boost, PoE Usage LED) | 721
IGUP-2205AT | Media Converter 2-Porte 100/1000X SFP a 2-Porte 10/100/1000T 802.3bt PoE++ (802.3bt Type-4, PoH, Legacy mode support, -40 a 75°C, dual 12V~56V DC power boost, PoE Usage LED) | 769
DIN-rail Fast Ethernet Converter
IFT-802T | Media Converter Bridge 10/100TX a 100FX (SC, MM) -2km (-40 a 75°C) | 256
IFT-802TS15 | Media Converter 10/100TX a 100FX (SC, SM) -15km (-40 a 75°C) | 285
IFT-805AT | Media Converter 10/100TX a 100FX (SFP) (-40 a 75°C) | 236
IVC-234GT | Ethernet Extender Industriale 1-Porta BNC, 1-Porta RJ11 a 4-Porte 10/100/1000T ( -40 a 75°C) | 528
DIN-rail 10G Ethernet Converter
IXT-705AT | Media Converter 10G/5G/2.5G/1G/100M a 10G-X SFP+ (-40 a 75°C) | 721
IXT-815AT | Media Converter 2 Porte 10G/1G Base-X SFP+ (-40 a 75°C) 9~48V DC / 24V AC | 528
IXT-900-1X1T | Managed Media Converter 1 Porta 10G/1G Base-X SFP+ + 1Porta 10G/5G/2,5G/1G/100 Base-T (-40 a 75°C) 9~48V DC / 24V AC Dual Stack | 903
IXT-900-2X | Managed Media Converter 2 Porte 10G/1G Base-X SFP+ (-40 a 75°C) 9~48V DC / 24V AC Dual Stack | 822
IXT-900-2X1T | Managed Media Converter 2 Porte 10G/1G Base-X SFP+ + 1Porta 10G/5G/2,5G/1G/100 Base-T (-40 a 75°C) 9~48V DC / 24V AC Dual Stack | 960
IXT-900-2X1PD | Managed Media Converter 2 Porte 10G/1G Base-X SFP+ + 1Porta PoE PD 10G/5G/2,5G/1G/100 Base-T (-40 a 75°C) 9~48V DC / 24V AC Dual Stack | 1046
SERIAL OVER ETHERNET CONVERTER
Standard Converter / Modbus Gateway
ICS-110 | Serial Device Server 1-Porta RS232/422/485 (1-Porta 10/100BASE-TX, -10 a 60°C, Web, Telnet e SNMP management) | 256
ICS-120 | Serial Device Server 2-Porte RS232/422/485 (1-Porta 10/100BASE-TX, -10 a 60°C, Web, Telnet e SNMP management) | 295
ICS-115A | Serial Device Server 1-Porta RS232/422/485 con 1-Porta 100BASE-FX SFP (-10 a 60°C, Web, Telnet e SNMP management) | 265
MG-110 | Modbus Gateway 1-Porta RS232/422/485 (-10 a 60°C) | 304
MG-120 | Modbus Gateway 2-Porte RS232/422/485 (-10 a 60°C) | 368
MG-115A | Modbus Gateway 1-Porta RS232/422/485 con 1-Porta 100BASE-FX SFP (-10 a 60°C) | 324
ICS-2100T | Serial Device Server Industriale 1-Porta RS232/RS422/RS485 IP30 (1 x 10/100TX, -40 a 75°C, dual 9~48V) | 387
ICS-2102T | Serial Device Server Industriale 1-Porta RS232/RS422/RS485 IP30 (1 x 100FX SC, MM/2km, -40 a 75°C) | 416
ICS-2102TS | Serial Device Server Industriale 1-Porta RS232/RS422/RS485 IP30 (1 x 100FX SC, SM/30km, -40 a 75°C) | 441
ICS-2105AT | Serial Device Server Industriale 1-Porta RS232/RS422/RS485 IP30 (100-FX SFP slot, -40 a 75°C, dual 9~48V) | 392
ICS-2200T | Serial Device Server Industriale 2-Porte RS232/RS422/RS485 IP30 (2 x 10/100TX, -40 a 75°C, 15KV isolation, dual 12~48V DC) | 779
ICS-2400T | Serial Device Server Industriale 4-Porte RS232/RS422/RS485 IP40 (2 x 10/100TX, -40 a 75°C, 15KV isolation, dual 12~48V DC, 2xDI + 2xDO) | 1112
IMG-2100T | Modbus Gateway Industriale 1-Porta RS232/RS422/RS485 (1 x 10/100TX, -40 a 75°C) | 480
IMG-2102T | Modbus Gateway Industriale 1-Porta RS232/RS422/RS485 (1 x 100FX SC, MM/2km, -40 a 75°C) | 528
IMG-2102TS | Modbus Gateway Industriale 1-Porta RS232/RS422/RS485 (1 x 100FX SC, SM/30km, -40 a 75°C) | 562
IMG-2105AT | Modbus Gateway Industriale 1-Porta RS232/RS422/RS485 con 1-Porta 100BASE-FX SFP (-40 a 75°C) | 489
IMG-2200T | Modbus Gateway Industriale 1-Porta RS232/RS422/RS485 (1 x 10/100TX, -40 a 75°C) | 865
IMG-2400T | Modbus Gateway Industriale 1-Porta RS232/RS422/RS485 con 1-Porta 100BASE-FX SFP (-40 a 75°C) | 1202
INDUSTRIAL AUTOMATION
EtherCAT Slave I/O Module
IECS-1116-DI | Industrial EtherCAT Slave I/O Module with Isolated 16-ch Digital Input | 528
IECS-1116-DO | Industrial EtherCAT Slave I/O Module with Isolated 16-ch Digital Output | 514
IECJ-300 | Industrial 3-Porte EtherCAT Junction Slave -40 a 75°C, dual 9~48V DC, 1 x 100TX RJ45 IN, 2 x 100TX RJ45 OUT, BECKHOFF EtherCAT conformance test tool verified) | 421
IECJ-400 | Industrial Ethercat Juntion Slave 1P RJ45 - 3P RJ45 (-40/+75) | 470
IECJ-410FT | Industrial Ethercat Juntion Slave 1P RJ45 - 3P RJ45 + 1P SFP (-40/+75) | 480
IECC-210-KIT | Industrial EtherCAT Media Converter Kit (IECC-210T + IECC-210R,-40 a 75°C, Dual 9~48V DC, 1 x 100TX RJ45, 1 x 100FX SFP, BECKHOFF EtherCAT conformance test tool verified) | 581
IECC-210T | Industrial 1-Porta 100TX + 1-Porta 100FX SFP EtherCAT Media Converter (RJ45 In, SFP Out,-40 a 75°C, Dual 9~48V DC, BECKHOFF EtherCAT conformance test tool verified) | 319
IECC-210R | Industrial 1-Porta 100TX + 1-Porta 100FX SFP EtherCAT Media Converter (RJ45 Out, SFP In,-40 a 75°C, Dual 9~48V DC, BECKHOFF EtherCAT conformance test tool verified) | 319
DIN-RAIL POWER SUPPLIES
24V DC
PWR-40-24 | Alimentatore Guida DIN 24V, 40W | 79
PWR-60-24 | Alimentatore Guida DIN 24V, 60W | 88
PWR-75-24 | Alimentatore Guida DIN 75W, 24V, | 108
48V DC
PWR-75-48 | Alimentatore Guida DIN 75W 48V, (regolabile 48-56V DC Output) | 111
PWR-120-48 | Alimentatore Guida DIN 120W 48V, (regolabile 48-56V DC Output) | 133
PWR-240-48 | Alimentatore Guida DIN 240W, 48V (regolabile 48-56V DC Output) | 226
PWR-480-48 | Alimentatore Guida DIN 480W, 48V (regolabile 48-56V DC Output) | 421
PWR-960-48 | Alimentatore Guida DIN 960W, 48V (regolabile 48-56V DC Output) | 1235
54V DC
PWR-130-54 | Alimentatore Desktop 130W 54V AC a DC (100-240VAC a 54VDC, 2.4A, Level VI) | 143
NETWORKING PLANET TECHNOLOGY
CODICE | DESCRIZIONE | LISTINO EURO
FIBER OPTIC MEDIA CONVERSION
MEDIA CONVERTER CHASSIS
Unmanaged Media Converter Chassis
MC-700 | Chassis Media Converter 10" 7-Slot | 538
MC-1500 | Chassis Media Converter 19" 15-Slot | 1017
MC-1500R | Chassis Media Converter 19" 15-Slot (AC Power) con alim. Ridondante opzionale | 1235
MC-1500R48 | Chassis Media Converter 19" 15-Slot (DC power) con alim. Ridondante opzionale | 1112
MC-15RPS130 | Alimentatore ridondante 130W (100-240V AC) | 382
MC-15RPS48 | Alimentatore ridondante 130W (DC -48V) | 295
10G MEDIA CONVERTER
10G Standard Gigabit Ethernet Media Converter
XT-705A | Media Converter 10G/5G/2.5G/1G/100M a 10G-X SFP+ | 470
XT-715A | Media Converter 10G/5G/2.5G a 10G-X SFP+ | 324
XT-815A | Media Converter 2 Porte 10G/2,5G/1G/100Base-X SFP/SFP+ | 324
GIGABIT MEDIA CONVERTER
Standard Gigabit Media Converter
GT-802 | Media Converter 10/100/1000T a 1000SX(SC,MM) -220m/550m | 172
GT-802S | Media Converter 10/100/1000T a 1000LX(SC,SM) -10km | 177
GT-802S40 | Media Converter 10/100/1000T a 1000LX (SC, SM) -40km | 197
GT-802S60 | Media Converter 10/100/1000T a 1000LX (SC, SM) -60km | 226
GT-806A15 | Media Converter 10/100/1000T a 1000LX(WDM) -TX:1310nm-15km | 207
GT-806B15 | Media Converter 10/100/1000T a 1000LX(WDM) -TX:1550nm-15km | 211
GT-806A40 | Media Converter 10/100/1000T a 1000LX(WDM) -TX:1310nm-40km | 226
GT-806B40 | Media Converter 10/100/1000T a 1000LX(WDM) -TX:1550nm-40km | 236
GT-806A60 | Media Converter 10/100/1000T a 1000LX(WDM) -TX:1310nm-60km | 256
GT-806B60 | Media Converter 10/100/1000T a 1000LX(WDM) -TX:1550nm-60km | 265
GT-805A | Media Converter 10/100/1000T a 1000X (mini-GBIC, SFP) | 133
GT-805A-PD | Media Converter 802.3at PoE+ PD 10/100/1000T a 100/1000-X SFP (PoE PD, LFP supported) | 187
GT-1205A | Media Converter 1-Porta 10/100/1000T a 2-Porte Gigabit SFP | 304
FAST ETHERNET MEDIA CONVERTER
Standard Fast Ethernet Media Converter
FT-801 | Media Converter Bridge 10/100TX a 100FX (ST, MM) -2km, Supporta LFPT | 133
FT-802 | Media Converter Bridge 10/100TX a 100FX (SC, MM) -2km, Supporta LFPT | 133
FT-802S15 | Media Converter Bridge 10/100TX a 100FX (SC, SM) -15km, LFPT | 148
FT-802S35 | Media Converter Bridge 10/100TX a 100FX (SC, SM) -35km, LFPT | 158
FT-802S50 | Media Converter Bridge 10/100TX a 100FX (SC, SM) -50km, LFPT | 172
FT-806A20 | Media Converter Bridge 10/100TX a 100FX (SC WDM, SM) - TX: 1310nm-20km, LFPT | 167
FT-806B20 | Media Converter Bridge 10/100TX a 100FX (SC WDM, SM) - TX: 1550nm-20km, LFPT | 167
VIDEO OPTICAL TRANSMISSION
Video over Fiber Converter
VF-101G-KIT | Kit Convertitori Video over Fiber(ST) - include Tx ed Rx nella confezione distanza max 20Km (TVI/CVI/AHD/CVBS) | 692
VF-102G-KIT | Kit Convertitori Video over Fiber(FC) - include Tx ed Rx nella confezione distanza max 20Km (TVI/CVI/AHD/CVBS) | 711
VF-106G-KIT | Kit Convertitori Video over Fiber(SC WDM) - include Tx ed Rx nella confezione distanza max 20Km (TVI/CVI/AHD/CVBS) | 731
VF-402-KIT | Kit Convertitori a 4 canali Video over Fiber(FC) - include Tx ed Rx nella confezione distanza max 20Km (TVI/CVI/AHD/CVBS) | 1197
SNMP MANAGEABLE GIGABIT/10G MEDIA CONVERTER
Standalone Managed Gigabit Media Converter
GT-915A | Media Converter Managed 10/100/1000T a 100/1000X (mini-GBIC, SFP) | 285
Standalone Managed 10G Media Converter
XT-905A | Media Converter Managed 1Porta 100/1G/2,5G/5G BaseT a 1Porta 1G/10G BaseX SFP+ | 576
XT-915A | Media Converter Managed 2Porte 1G/10G BaseX SFP+ | 480
XT-925A | Media Converter Managed 1Porta 100/1G/2,5G/5G BaseT a 2Porte 1G/10G BaseX SFP+ | 615
Managed Media Converter Chassis
MC-1610MR | Chassis Media Converter Managed SNMP 19" 16-slot (Alim. AC) con alim. Ridondante opzionale | 1422
MC-1610MR48 | Chassis Media Converter Managed 19" SNMP 16-slot (Alim. DC) con alim. Ridondante opzionale | 1338
MC-RPS130 | Alimentatore ridondante 130W (100-240V AC) | 387
MC-RPS48 | Alimentatore ridondante 130W (DC -48V) | 270
Chassis Managed 10G Media Converter
XST-705A | Smart Media Converter 10G/5G/2.5G/1G/100M a 10G-X SFP+ | 518
Chassis Managed Gigabit Media Converter
GST-802 | Media Converter Smart 10/100/1000T a 1000SX(SC,MM) -220m/550m | 275
GST-802S | Media Converter Smart 10/100/1000T a 1000LX(SC,SM) -10km | 285
GST-805A | Media Converter Smart 10/100/1000T a 1000X (mini-GBIC, SFP) | 192
GST-806A15 | Media Converter Smart 10/100/1000T a 1000LX(WDM) -TX:1310nm-15km | 275
GST-806B15 | Media Converter Smart 10/100/1000T a 1000LX(WDM) -TX:1550nm-15km | 295
GST-806A60 | Media Converter Smart 10/100/1000T a 1000LX(WDM) -TX:1310nm-60km | 431
GST-806B60 | Media Converter Smart 10/100/1000T a 1000LX(WDM) -TX:1550nm-60km | 450
Chassis Managed Fast Ethernet Media Converter
FST-801 | Media Converter Smart 10/100TX a 100FX (ST, MM) -2km | 192
FST-802 | Media Converter Smart 10/100TX a 100FX (SC, MM) -2km | 187
FST-802S15 | Media Converter Smart 10/100TX a 100FX (SC, SM) -15km | 211
FST-802S35 | Media Converter Smart 10/100TX a 100FX (SC, SM) -35km | 226
FST-802S50 | Media Converter Smart 10/100TX a 100FX (SC, SM) -50km | 290
Standard PoE Gigabit Media Converter
GUP-805A-60W | Media Converter 10/100/1000T 802.3bt PoE a 100/1000X (mini-GBIC, SFP) | 334
GUP-805A-95W | Media Converter 10/100/1000T 802.3bt PoE a 100/1000X (mini-GBIC, SFP) | 382
GTP-805A | Media Converter 10/100/1000T 802.3at PoE a 100/1000X (mini-GBIC, SFP) | 241
Standard PoE Fast Ethernet Media Converter
FTP-802 | Media Converter 10/100TX 802.3af PoE a 100FX (SC,MM)-2km | 221
FTP-802S15 | Media Converter 10/100TX 802.3af PoE a 100FX (SC,SM)-15km | 231
NETWORKING PLANET TECHNOLOGY
CODICE | DESCRIZIONE | LISTINO EURO
PON - GPON
PASSIVE OPTICAL NETWORK
Gpon OLT
GPL-8000 | GPON OLT 8-Porte con 4-Porte Gigabit TP/SFP Combo + 4-Porte 1000X SFP + 4-Porte 10G SFP+ + Alimentazione Ridondante Opzionale | 4872
GPL-PWR75-AC | AC power supply per GPL-8000 75-watt (36V~72VDC) | 358
GPL-PWR75-DC | DC power supply per GPL-8000 75-watt (100V-240VAC) | 368
XGPL-16000 | 16-Porte XGS-PON OLT con 8 Porte 10G SFP+ + 2 Porte 100G QSFP28 | 13033
XGPLXGSFPN1 | N1 XGS-PON OLT SFP Transceiver (ODN Class N1, Download 10G/Upload 10G/2.5G，TX: 1577nm，RX: 1270nm) - 20km | 711
XGPLPWR150AC | 150-watt AC power supply for XGPL-16000 (100V-240VAC) | 586
XGPLPWR150DC | 150-watt DC power supply for XGPL-16000 (36V~72VDC) | 673
Accessori
EPL-SPT-8 | GEPON Splitter (1 x 8 PLC Splitter, Wavelength 1230 ~ 1650 nm) | 97
EPL-SPT-32 | GEPON Splitter (1 x 32 PLC Splitter, Wavelength 1230 ~ 1650 nm) | 290
EPL-SPT-64 | GEPON Splitter (1 x 64 PLC Splitter, Wavelength 1230 ~ 1650 nm) | 470
GPL-GSFP-CP | GPON OLT SFP Transceiver (Class C+, Optical Power: 3dBm~7dBm, Download 2.5G/Upload 1.25G, TX: 1490nm, RX: 1310nm) - 20km | 107
GPL-GSFP-CPP | GPON OLT SFP Transceiver (Class C++, Optical Power: 4.5dBm~10dBm, Download 2.5G/Upload 1.25G, TX: 1490nm, RX: 1310nm) - 20km | 148
Gpon ONU
GPN-SFP | GPON ONU SFP Transceiver (Download 2.5G/Upload 1.25G, SC/APC fiber connector, DDM, -40 to 85 C) – 20km | 177
GPN-100 | GPON SFU ONT con 1-Porta GbE | 58
GPN-400ACV | GPON HGU con 4-Porte GbE, 1200Mbps 802.11ac Wireless e 2-Porte FXS (1 x USB) | 167
XGPN-100 | XGS-PON SFU ONT con 1-Porta 10GbE (SC/UPC XGS-PON, Download 10Gbps/Upload 10Gbps) | 256
XGPN-400AXV | XG-PON HGU con 4-Porte 10/100/1000T LAN, 3000Mbps 802.11AX Wireless, 1-Porta FXS (SC/UPC XG-PON, Download 10Gbps/Upload 2.5Gbps, 2x2 MIMO, VLAN, SIP/H.248/T.38 FAX) | 290
GPN-400AXV | GPON HGU con 4-Porte 10/100/1000T LAN, 3000Mbps 802.11AX Wireless, 1-Porta FXS (SC/UPC GPON, Download 2.5Gbps/Upload 1.25Gbps, 2x2 MIMO, VLAN, SIP/H.248/T.38 FAX) | 197
NETWORKING PLANET TECHNOLOGY
CODICE | DESCRIZIONE | LISTINO EURO
SWITCH ACCESSORIES
SFP TRANSCEIVERS
40G/100G QSFP+, QSFP28 Fiber Transceivers
QSFP-40G-SR4 | 40GBASE-SR4 QSFP+ Fiber Transceiver (Multimode, MPO, 850nm, DDM) - 100m | 237
QSFP-40G-LR4 | 40GBASE-LR4 QSFP+ Fiber Transceiver (Single mode, LC, 1310nm, DDM) - 10km | 797
QSFP-100G-SR4 | 100GBASE-SR4 QSFP28 Fiber Transceiver (Multimode, MPO, 850nm, DDM) - 100m | 280
QSFP-100G-LR4 | 100GBASE-LR4 QSFP28 Fiber Transceiver (Single mode, LC, 1310nm, DDM) - 10km | 1381
25GBASE SR SFP28 Fiber Transceivers
SFP28-25G-SR | 25GBASE-SR SFP28 Fiber Transceiver (Multi-mode, 850nm, DDM, 0~70°C) - 100m | 98
SFP28-25G-LR | 25GBASE-LR SFP28 Fiber Transceiver (Single mode, 1310nm, DDM, 0~70°C) - 10km | 151
SFP28-25G-LA10 | 25GBASE-BX SFP28 Fiber Transceiver (Single mode, WDM: TX 1270nm RX 1330nm, DDM, 0~70°C) - 10km | 256
SFP28-25G-LB10 | 25GBASE-BX SFP28 Fiber Transceiver (Single mode, WDM: TX 1330nm RX 1270nm, DDM, 0~70°C) - 10km | 256
CB-DASFP25G-1M | 25G SFP28 Direct Attached Copper Cable - 1M | 92
CB-DASFP25G-3M | 25G SFP28 Direct Attached Copper Cable - 3M | 177
CB-DASFP25G-5M | 25G SFP28 Direct Attached Copper Cable - 5M | 285
10000Mbps 10G/2.5G Ethernet XFP/SFP+ Fiber Transceivers
MTB-RJ | 10GBASE-T SFP+ Copper RJ45 Transceiver | 236
MTB-SR | 10G SFP+ Fiber Transceiver (Multi-mode) | 58
MTB-SR2 | 10G SFP+ Fiber Transceiver (Single-mode, 1310nm, DDM) - 2km | 68
MTB-LR | 10G SFP+ Fiber Transceiver (Single-Mode) | 83
MTB-LR20 | 10G SFP+ Fiber Transceiver (Single-Mode, 1310nm, DDM) - 20km | 118
MTB-LR40 | 10G SFP+ Fiber Transceiver (Single-Mode, 1310nm, DDM) - 40km | 172
MTB-LR60 | 10G SFP+ Fiber Transceiver (Single-Mode, 1310nm, DDM) - 60km | 663
MTB-LR80 | 10G SFP+ Fiber Transceiver (Single-Mode, 1310nm, DDM) - 80km | 721
MTB-LA10 | 10G SFP+ Fiber Transceiver (WDM, TX:1270nm, RX:1330nm) - 10KM | 128
MTB-LB10 | 10G SFP+ Fiber Transceiver (WDM, TX:1330nm, RX:1270nm) - 10KM | 128
MTB-LA20 | 10G SFP+ Fiber Transceiver (WDM, TX:1270nm, RX:1330nm) - 20KM | 143
MTB-LB20 | 10G SFP+ Fiber Transceiver (WDM, TX:1330nm, RX:1270nm) - 20KM | 143
MTB-LA40 | 10G SFP+ Fiber Transceiver (WDM, TX:1270nm, RX:1330nm) - 40KM | 177
MTB-LB40 | 10G SFP+ Fiber Transceiver (WDM, TX:1330nm, RX:1270nm) - 40KM | 177
MTB-LA60 | 10G SFP+ Fiber Transceiver (WDM, TX:1270nm, RX:1330nm) - 60KM | 275
MTB-LB60 | 10G SFP+ Fiber Transceiver (WDM, TX:1330nm, RX:1270nm) - 60KM | 275
MTB-LA70 | 10G SFP+ Fiber Transceiver (WDM, TX:1270nm, RX:1330nm) - 70KM | 382
MTB-LB70 | 10G SFP+ Fiber Transceiver (WDM, TX:1330nm, RX:1270nm) - 70KM | 382
MGB-2GLA20 | 2.5G SFP Transceiver (WDM, TX:1310nm RX:1550nm, DDM) - 20km | 128
MGB-2GLB20 | 2.5G SFP Transceiver (WDM, TX:1550nm RX:1310nm, DDM) - 20km | 128
MGB-2GLR2 | 2.5G SFP Transceiver (Single mode, 1310nm, DDM) – 2km | 78
MGB-2GLR20 | 2.5G SFP Transceiver (Single mode, 1310nm, DDM) – 20km | 97
MGB-2GSR | 2.5G SFP Transceiver (Multi-mode, 850nm, DDM) - 300m | 83
MGB-2GTRJ | 2.5G BASE-T SFP Copper RJ45 Transceiver (-40~85 degrees C, 100m) | 88
1000Mbps Gigabit Ethernet SFP Fiber Transceivers
MGB-GT | Mini GBIC TP Module | 77
MGB-SX | Mini GBIC SX Module, DDM Supported | 47
MGB-SX-10PCS | SFP-Port 1000BASE-SX Transceiver (Multi-mode / 850nm / DDM) -550m, confezione da 10pz | 436
MGB-SX2 | Mini GBIC SX Module - up to 2KM, DDM Supported | 49
MGB-SX2-10PCS | SFP-Port 1000BASE-SX Transceiver (Multi-mode / 1310nm / DDM) -2km, confezione da 10pz | 455
MGB-LX | Mini GBIC LX Module - 20KM, DDM Supported | 51
MGB-LX-10PCS | SFP-Port 1000BASE-LX Transceiver (Single mode / 1310nm / DDM) - 20km, confezione da 10pz | 465
MGB-L40 | Mini GBIC Single Mode LX Module - 40KM, DDM Supported | 82
MGB-L80 | Mini GBIC Single Mode LX Module - 80KM, DDM Supported | 138
MGB-L120 | Mini GBIC Single Mode LX Module - 120KM, DDM Supported | 275
MGB-LA10 | Mini GBIC WDM TX1310 Module - 10KM, DDM Supported | 58
MGB-LB10 | Mini GBIC WDM TX1550 Module - 10KM, DDM Supported | 62
MGB-LA20 | Mini GBIC WDM TX1310 Module - 20KM, DDM Supported | 61
MGB-LB20 | Mini GBIC WDM TX1550 Module - 20KM, DDM Supported | 68
MGB-LA40 | Mini GBIC WDM TX1310 Module - 40KM, DDM Supported | 99
MGB-LB40 | Mini GBIC WDM TX1550 Module - 40KM, DDM Supported | 103
MGB-LA80 | Mini GBIC WDM TX1490 Module - 80KM, DDM Supported | 187
MGB-LB80 | Mini GBIC WDM TX1550 Module - 80KM, DDM Supported | 187
100Mbps Fast Ethernet SFP Fiber Transceivers
MFB-FX | Multi-mode 100Mbps SFP fiber transceiver (2KM) | 47
MFB-FX-10PCS | SFP-Port 100BASE-FX Transceiver (Multi-mode, 1310nm, DDM) -2KM,confezione da 10pz | 441
MFB-F20 | Single Mode 20KM, 100Mbps SFP fiber transceiver | 53
MFB-F40 | Single Mode 40KM, 100Mbps SFP fiber transceiver, DDM Supported | 67
MFB-F60 | Single Mode 60KM, 100Mbps SFP fiber transceiver, DDM Supported | 88
MFB-F120 | Single Mode 120KM, 100Mbps SFP fiber transceiver, DDM Supported | 138
MFB-FA20 | WDM Tx-1310, 20KM, 100Mbps SFP fiber transceiver | 53
MFB-FB20 | WDM Tx-1550, 20KM, 100Mbps SFP fiber transceiver | 57
Extended Temperature Fiber Transceiver for Industrial Switches
MTB-TRJ | 10GBASE-T SFP+ Copper RJ45 Industrial Transceiver ( -40~85°C) | 275
MTB-TSR | 10G SFP+ Fiber Transceiver (Multi-mode, DDM, -40 a 75°C) -300M | 79
MTB-TSR2 | 10G SFP+ Fiber Transceiver (Single-mode, 1310nm, DDM, -40 a 75°C) -2km) | 97
MTB-TLR | 10G SFP+ Fiber Transceiver (Single-mode, DDM, -40 a 75°C) -10KM | 108
MTB-TLR20 | 10G SFP+ Fiber Transceiver (Single-Mode, 1310nm, DDM -40 a 75°C) -20km | 138
MTB-TLR40 | 10G SFP+ Fiber Transceiver (Single-Mode) - 40KM ( -40 a 75°C), DDM Supported | 187
MTB-TLR60 | 10G SFP+ Fiber Transceiver (Single-Mode, 1550nm, DDM -40 a 75°C) -60km | 807
MTB-TLR80 | 10G SFP+ Fiber Transceiver (Single-Mode, 1550nm, DDM -40 a 75°C) -80km | 865
MTB-TLA20 | 10G SFP+ Fiber Transceiver (WDM, TX:1270nm, RX:1330nm, DDM) - 20KM, (-40 a 75°C) | 177
MTB-TLB20 | 10G SFP+ Fiber Transceiver (WDM, TX:1330nm, RX:1270nm, DDM) - 20KM, (-40 a 75°C) | 177
MTB-TLA40 | 10G SFP+ Fiber Transceiver (WDM, TX:1270nm, RX:1330nm, DDM) - 40KM, (-40 a 75°C) | 226
MTB-TLB40 | 10G SFP+ Fiber Transceiver (WDM, TX:1330nm, RX:1270nm, DDM) - 40KM, (-40 a 75°C) | 226
MTB-TLA60 | 10G SFP+ Fiber Transceiver (WDM, TX:1270nm, RX:1330nm, DDM) - 60KM, (-40 a 75°C) | 334
MTB-TLB60 | 10G SFP+ Fiber Transceiver (WDM, TX:1330nm, RX:1270nm, DDM) - 60KM, (-40 a 75°C) | 334
MGB-2GTSR | 2.5G SFP Transceiver (Multi-mode, 850nm, DDM, -40 a 75°C) - 300m | 102
MGB-2GTLR2 | 2.5G SFP Transceiver (Single mode, 1310nm, DDM, -40 a 75°C) – 2km | 103
MGB-2GTLR20 | 2.5G SFP Transceiver (Single mode, 1310nm, DDM, -40 a 75°C) – 20km | 127
MGB-2GTLA20 | 2.5G SFP Transceiver (WDM, TX:1310nm RX:1550nm, DDM,-40 a 75°C) - 20km | 158
MGB-2GTLB20 | 2.5G SFP Transceiver (WDM, TX:1550nm RX:1310nm, DDM, -40 a 75°C) - 20km | 158
MGB-TGT | Mini GBIC TP Module -100m (-40 a 75°C) | 89
MGB-TSX | Mini GBIC SX Module (-40 a 75°C), DDM Supported | 52
MGB-TSX-10PCS | SFP-Port 1000BASE-SX Transceiver (Multi-mode / 850nm / DDM) -550m, (-40~75°C), confezione da 10pz | 489
MGB-TSX2 | Mini GBIC Multi-mode SX 2KM Module (-40 a 75°C), DDM Supported | 54
MGB-TSX2-10PCS | SFP-Port 1000BASE-SX Transceiver (Multi-mode /1310nm / DDM) -2km, (-40~75°C), confezione da 10pz | 518
MGB-TLX | Mini GBIC LX Module 20km (-40 a 75°C), DDM Supported | 54
MGB-TLX-10PCS | SFP-Port 1000BASE-LX Transceiver (Single mode / 1310nm / DDM) - 20km, (-40~75°C), confezione da 10pz | 518
MGB-TL40 | Mini GBIC Single Mode LX Module - 40KM, DDM Supported (-40 a 75°C) | 89
MGB-TL80 | Mini GBIC Single Mode LX Module - 80KM, DDM Supported (-40 a 75°C) | 158
MGB-TLA10 | Mini GBIC WDM TX1310 Module - 10KM (-40 a 75°C), DDM Supported | 79
MGB-TLB10 | Mini GBIC WDM TX1550 Module - 10KM (-40 a 75°C), DDM Supported | 84
MGB-TLA20 | Mini GBIC WDM TX1310 Module - 20KM (-40 a 75°C), DDM Supported | 86
MGB-TLB20 | Mini GBIC WDM TX1550 Module - 20KM (-40 a 75°C), DDM Supported | 89
MGB-TLA40 | Mini GBIC WDM TX1310 Module - 40KM (-40 a 75°C), DDM Supported | 123
MGB-TLB40 | Mini GBIC WDM TX1550 Module - 40KM (-40 a 75°C), DDM Supported | 123
MGB-TLA80 | Mini GBIC WDM TX1490 Module - 80KM, DDM Supported (-40 a 75°C) | 197
MGB-TLB80 | Mini GBIC WDM TX1550 Module - 80KM, DDM Supported (-40 a 75°C) | 197
MGB-TLA120 | Mini GBIC WDM TX1490 Module - 120KM, DDM Supported (-40 a 75°C) | 334
MGB-TLB120 | Mini GBIC WDM TX1550 Module - 120KM, DDM Supported (-40 a 75°C) | 334
MGB-TSA | Mini GBIC Multi-mode WDM Tx-1310, 2KM, 1000Mbps SFP fiber transceiver (-40 a 75°C), DDM | 74
MGB-TSB | Mini GBIC Multi-mode WDM Tx-1550, 2KM, 1000Mbps SFP fiber transceiver (-40 a 75°C), DDM | 78
MFB-TFX | Multi-mode 100Mbps SFP fiber transceiver (2KM) - (-40 a 75°C) | 63
MFB-TFX-10PCS | SFP-Port 100BASE-FX Transceiver (Multi-mode, 1310nm, DDM) -2KM, (-40~75°C), confezione da 10pz | 601
MFB-TF20 | Single Mode 20KM, 100Mbps SFP fiber transceiver - (-40 a 75°C) | 73
MFB-TF120 | Single Mode 120KM, 100Mbps SFP fiber transceiver - (-40 a 85°C) | 236
MFB-TFA20 | WDM Tx-1310, 20KM, 100Mbps SFP fiber transceiver (-40 a 75°C) , DDM Supported | 73
MFB-TFB20 | WDM Tx-1550, 20KM, 100Mbps SFP fiber transceiver (-40 a 75°C) , DDM Supported | 79
MFB-TFA40 | WDM Tx-1310, 40KM, 100Mbps SFP fiber transceiver (-40 a 75°C) , DDM Supported | 89
MFB-TFB40 | WDM Tx-1550, 40KM, 100Mbps SFP fiber transceiver (-40 a 75°C) , DDM Supported | 99
MFB-TFA60 | WDM Tx-1310, 60KM, 100Mbps SFP fiber transceiver (-40 a 75°C) , DDM Supported | 128
MFB-TFB60 | WDM Tx-1550, 60KM, 100Mbps SFP fiber transceiver (-40 a 75°C) , DDM Supported | 138
MFB-TSA | Multi-mode WDM Tx-1310, 2KM, 100Mbps SFP fiber transceiver (-40 a 75°C), DDM Supported | 108
MFB-TSB | Multi-mode WDM Tx-1550, 2KM, 100Mbps SFP fiber transceiver (-40 a 75°C) , DDM Supported | 113
NETWORKING PLANET TECHNOLOGY
CODICE | DESCRIZIONE | LISTINO EURO
WIRELESS LAN
Wireless AP Controller, Wireless AP Managed Switch
WS-1032P | Wireless AP Managed Switch con 8-Porte 10/100/1000T 802.3at PoE + 2-Porte 10G SFP+ (120W PoE Budget, 200m Extend mode, AP Grouping, batch provisioning, floor map, ERPS Ring, CloudViewer app, MQTT, Cybersecurity features, Hardware Layer 3 RIPv1/v2, OSPFv2/v3 dynamic routing, supports1G, 2.5G SFP and 10G SFP+) | 1343
802.11ac AP / Router / Adapters / Extender
WDAP-C5100BE | Access Point Wireless Dual Band a soffitto Wi-Fi 7 5100Mbps 802.11be , 1 G/2,5Gb 802.3at PoE PD, 1Gb LAN, 802.1Q VLAN | 290
WDAP-C3000AX | Access Point Wireless Dual Band a soffitto Wi-Fi 6 3000Mbps 802.11ax , 802.3at PoE PD, 2 10/100/1000T LAN, 802.1Q VLAN | 192
WDAP-W3000AX | Dual Band 802.11ax 3000Mbps In-wall Wireless Access Point | 192
Outdoor Managed Wireless Access Points and CPEs
WBS-512AC | Access Point Wireless da esterno IP55 802.11ac, 5GHz 900Mbps CPE w/ MU-MIMO WAVE 2 (Antenna integrata 14dBi) (-20 a 70°C) gestisce fino a 50 utenze simultanee per banda | 256
WDAP-3000AX | Access Point Wireless da esterno IP67 Wi-Fi 6 802.11ax, Dual Band 3000Mbps Outdoor Wireless AP (802.3at PoE+ PD, 4 x N-Type connector, 20KV surge protection, -40 a 70°C, 802.1Q VLAN, supporta i controller NMS-500/NMS-1000V, CloudViewer app, MQTT, Captive Portal, RADIUS and cybersecurity fe | 547
WBS-900AC | 5GHz 802.11ac 900Mbps TDMA Outdoor Long Range Wireless CPE (IP65, 802.3af/at PoE, antenna 25dBi inclusa) | 421
Wireless Antenne - Cavi - Accessori
ANT-FP18 | Antenna Direzionale Flat Panel 18dBi 2,4GHz (11b/g) | 207
ANT-FP18A | Antenna Direzionale Flat Panel 18dBi 5GHz (11a) | 216
ANT-FP14D | Antenna Direzionale Doppia Polarizzazione Flat Panel 14dBi 2.4GHz (2 x N-Type) | 148
ANT-FP14AD | Antenna Direzionale Doppia Polarizzazione Flat Panel 14dBi 5GHz (2 x N-Type) | 158
ANT-SE17AD | Antenna Settoriale Doppia Polarizzazione 14dBi 5GHz (2 x N-Type) | 416
ANT-OM15 | Antenna Omni Direzionale 15dBi 2,4GHz (11b/g/n) | 416
ANT-OM5D-KIT | Kit Antenna Omni Dirtectionale Dual Band 2.4GHz 4.5dBi / 5GHz 7dBi / Outdoor / ABS / N-Type male 11a/b/g/n/ac, 2 pz. | 67
ANT-OM8 | Antenna Omni Direzionale 8dBi 2,4GHz / Outdoor / Fiberglass / N-type female / 11b/g/n | 123
ANT-OM10A | Antenna Omni Direzionale 10dBi 5GHz / Outdoor / Fiberglass / N-type female / 11a, 11a/n, 11ac | 226
WL-NM-0.6 | Cavo 0.6mt. N (maschio) a N (maschio) | 37
WL-LTNA | Limitatore di tensione (2.4 - 6.0 GHz) | 59
NETWORKING PLANET TECHNOLOGY
CODICE | DESCRIZIONE | LISTINO EURO
BROADBAND COMMUNICATION
VC-231 | Convertitore Ethernet 1-Porta 10/100TX a VDSL2 - 17a/30a | 319
VC-231G | Convertitore Ethernet 1-Porta 10/100/1000T a VDSL2 - 30a | 373
VC-231GP | Convertitore Ethernet 1-Porta 10/100/1000T 802.3at PoE+ a VDSL2 - 30a | 528
VC-232G | Convertitore Ethernet a coassiale (BNC) 1-Porta 10/100/1000T + 1-Porta BNC - 17a/30a | 382
VC-234 | Bridge Ethernet 4-Porte 10/100TX a VDSL2 - 17a/30a | 334
VC-234G | Bridge Ethernet 4-Porte 10/100/1000T a VDSL2 - 30a (con G.Vectoring) | 402
NETWORKING PLANET TECHNOLOGY
CODICE | DESCRIZIONE | LISTINO EURO
NETWORK SECURITY
INTERNET ROUTER / FIREWALL/ GATEWAY
VPN/Firewall, Multi-Homing Security Router, Content Security, UTM
VR-100 | VPN Security Router 5-Porte 10/100/1000T (Dual-WAN Failover and Load Balancing, Cyber Security, SPI Firewall, Content Filtering, DoS Attack Prevention, Port Range Forwarding, SSL VPN and robust hybrid VPN (IPSec/GRE/PPTP/L2TP), IPv6, SNMP, PLANET Easy-DDNS) | 373
VR-300 | VPN Enterprise Security Router 5-Porte 10/100/1000T (Dual-WAN Failover and Load Balancing, Cyber Security, SPI Firewall, IPv4/IPv6 Filtering, Content Filtering, DoS Attack Prevention, Port Range Forwarding, SSL VPN and robust hybrid VPN (IPSec/GRE/PPTP/L2TP), IPv6, SNMP, PLANET Easy-DDNS, High Availability, AP Controller, Captive Portal, RADIUS) | 615
VR-300F | Enterprise 1-Porta 1000X SFP + 4-Porte 10/100/1000T VPN Security Router (Dual-WAN Failover and Load Balancing, Cyber Security, SPI Firewall, IPv4/IPv6 Filtering, Content Filtering, DoS Attack Prevention, Port Range Forwarding, SSL VPN and robust hybrid VPN (IPSec/GRE/PPTP/L2TP), IPv6, SNMP, PLANET Easy-DDNS, High Availability, AP Controller, Captive Portal, RADIUS, SFP DDM) | 673
VR-300W5 | Wi-Fi 5 AC1200 Dual Band VPN Security Router (1200Mbps 802.11ac Wave 2, 2.4GHz and 5GHz Dual Band concurrent, 5-Porte 10/100/1000T, Dual-WAN Failover and Load Balancing, Cyber Security, SPI Firewall, IPv4/IPv6 Filtering, Content Filtering, DoS Attack Prevention, SSL VPN and robust hybrid VPN (IPSec/GRE/PPTP/L2TP), IPv6, SNMP, PLANET Easy-DDNS, High Availability, AP Controller, Captive Portal, RADIUS) | 869
VR-300W6 | Wi-Fi 6 AX1800 Dual Band VPN Security Router (1800Mbps 802.11ax, 2.4GHz and 5GHz Dual Band concurrent, 5-Porte 10/100/1000T, Dual-WAN Failover and Load Balancing, Cyber Security, SPI Firewall, IPv4/IPv6 Filtering, Content Filtering, DoS Attack Prevention, SSL VPN and robust hybrid VPN (IPSec/GRE/PPTP/L2TP), IPv6, SNMP, PLANET Easy-DDNS, High Availability, AP Controller, Captive Portal, RADIUS) | 1112
VR-300W6A | Wi-Fi 6 AX2400 2.4GHz/5GHz VPN Security Router (2400Mbps 802.11ax, 5-Porte 10/100/1000T, Dual-WAN Failover and Load Balancing, Cyber Security, SPI Firewall, IPv4/IPv6 Filtering, Content Filtering, DoS Attack Prevention, SSL VPN and robust hybrid VPN (IPSec/GRE/PPTP/L2TP), IPv6, SNMP, PLANET Easy-DDNS, High Availability, AP Controller, Captive Portal, RADIUS) | 1159
VR-300P | VPN Enterprise Security Router 4-Porte 10/100/1000T 802.3at PoE + 1-Porta 10/100/1000T (Dual-WAN Failover and Load Balancing, Cyber Security, SPI Firewall, IPv4/IPv6 Filtering, Content Filtering, DoS Attack Prevention, Port Range Forwarding, SSL VPN and robust hybrid VPN (IPSec/GRE/PPTP/L2TP), IPv6, SNMP, PLANET Easy-DDNS, High Availability, AP Controller, Captive Portal, RADIUS, IEEE 802.3at PoE+ with PD alive check/schedule management, 120W PoE budget) | 769
VR-300FP | Enterprise 1-Porta 1000X SFP + 4-Porta 10/100/1000T 802.3at PoE VPN Security Router (Dual-WAN Failover and Load Balancing, Cyber Security, SPI Firewall, IPv4/IPv6 Filtering, Content Filtering, DoS Attack Prevention, Port Range Forwarding, SSL VPN and robust hybrid VPN (IPSec/GRE/PPTP/L2TP), IPv6, SNMP, PLANET Easy-DDNS, High Availability, AP Controller, Captive Portal, RADIUS, SFP DDM, IEEE 802.3at PoE+ with PD alive check/schedule management, 120W PoE budget) | 912
VR-300PW5 | Wi-Fi 5 AC1200 Dual Band VPN Security Router con 4-Porte 802.3at PoE+ (1200Mbps 802.11ac Wave 2, 2.4GHz and 5GHz Dual Band concurrent, 5-Porte 10/100/1000T, 120W PoE Budget, Dual-WAN Failover and Load Balancing, Cyber Security, SPI Firewall, IPv4/IPv6 Filtering, Content Filtering, DoS Attack Prevention, SSL VPN and robust hybrid VPN (IPSec/GRE/PPTP/L2TP), IPv6, SNMP, PLANET Easy-DDNS, High Availability, AP Controller, Captive Portal, RADIUS) | 1008
VR-300PW6 | Wi-Fi 6 AX1800 Dual Band VPN Security Router with 4-Porte 802.3at PoE+ (1800Mbps 802.11ax, 2.4GHz and 5GHz Dual Band concurrent, 5-Porte 10/100/1000T, 120W PoE Budget, Dual-WAN Failover and Load Balancing, Cyber Security, SPI Firewall, IPv4/IPv6 Filtering, Content Filtering, DoS Attack Prevention, SSL VPN and robust hybrid VPN (IPSec/GRE/PPTP/L2TP), IPv6, SNMP, PLANET Easy-DDNS, High Availability, AP Controller, Captive Portal, RADIUS) | 1140
VR-300PW6A | Wi-Fi 6 AX2400 2.4GHz/5GHz VPN Security Router con 4-Porte 802.3at PoE+ (2400Mbps 802.11ax, 5-Port 10/100/1000T, 120W PoE Budget, Dual-WAN Failover and Load Balancing, Cyber Security, SPI Firewall, IPv4/IPv6 Filtering, Content Filtering, DoS Attack Prevention, SSL VPN and robust hybrid VPN (IPSec/GRE/PPTP/L2TP), IPv6, SNMP, PLANET Easy-DDNS, High Availability, AP Controller, Captive Portal, RADIUS) | 1187
NETWORKING PLANET TECHNOLOGY
CODICE | DESCRIZIONE | LISTINO EURO
HOME AUTOMATION SOLUTION
TRASMISSIONE VIDEO HDMI SU IP
4K Ultra HD
IHD-420PT | Trasmettitore Ultra 4K HDMI 2.0/USB su IP con PoE PD | 1310
IHD-420PR | Ricevitore Ultra 4K HDMI 2.0/USB su IP con PoE PD | 1296
NETWORKING PLANET TECHNOLOGY
CODICE | DESCRIZIONE | LISTINO EURO
INTERNET/ETHERNET PERIPHERALS
SCHEDE PER INTERFACCIA RETI
100Gbps QSFP28 Ethernet Adapters
ENW-2QSFP28 | Dual-Port 100Gbps Fiber Optic Ethernet Adapter (QSFP28, intel E810 controller, PCI4 4.0x16, supports Windows Server/Linux/VMware) | 1848
10/100/1000Mbps, 10G & POE Ethernet Adapters
ENW-9701 | Scheda di rete Gigabit PCI Express SFP | 187
ENW-9720P | PCI Express Server Adapter 2-Porte 10/100/1000T 802.3at PoE+ (60W PoE budget, PCIe x4, -10 a 60°C, Intel Ethernet Controller) | 373
ENW-9740P | PCI Express Server Adapter 4-Porte 10/100/1000T 802.3at PoE+ (120W PoE budget, PCIe x4, -10 a 60°C, Intel Ethernet Controller) | 480
ENW-9801 | Scheda di Rete 1-Porta 10G | 295
ENW-9803 | PCI Express Server Adapter 10G, Multi-speed: 10G/5G/2.5G/1G/100M (RJ45 Copper, 100m, Low-profile) | 295
KVM SWITCH
Combo KVM Switches
KVM-210-08 | Combo KVM Switch 8-Porte gestisce fino a 64 computers | 567
KVM-210-08M | Combo VGA LCD KVM Switch 17" 8-Porte 1280x1024 video quality, gestisce fino a 64 computers | 2347
KVM-210-16 | Combo KVM Switch 16-Porte gestisce fino a 256 computers | 711
KVM-210-16M | Combo VGA LCD KVM Switch 17" 16-Porte 1280x1024 video quality, gestisce fino a 256 computers | 2428
Combo KVM over IP Switches
IKVM-210-08 | Combo KVM Switch 8-Porte gestisce fino a 64 computers, +1-Porta RJ45 | 1576
IKVM-210-08M | Combo VGA LCD KVM Switch 17" 8-Porte 1280x1024 video quality, gestisce fino a 64 computers, +1-Porta RJ45 | 3219
IKVM-210-16 | Combo KVM Switch 16-Porte gestisce fino a 256 computers, +1-Porta RJ45 | 1793
IKVM-210-16M | Combo VGA LCD KVM Switch 17" 16-Porte 1280x1024 video quality, gestisce fino a 256 computers, +1-Porta RJ45 | 3356
KVM Accessories
KVM-KC1-1.8 | Cavo KVM 1.8M USB con convertitore PS2 a USB | 22
KVM-KC1-3 | Cavo KVM 3M USB con convertitore PS2 a USB | 27
KVM-KC1-5 | Cavo KVM 5M USB con convertitore PS2 a USB | 32
Protezione da Sovratensione
ELA-100 | Box Ethernet per Protezione da Scariche Elettriche e Atmosferiche | 89
NETWORKING 4NET
CODICE | DESCRIZIONE | LISTINO EURO
ETHERNET SWITCH
SWITCH UNMANAGED DESKTOP
Switch Gigabit Ethernet
4N-05GTX | Switch 5-Porte 10/100/1000T | 35
4N-08GTX | Switch 8-Porte 10/100/1000T | 75
4N-08GFX2T | Switch 8-Porte 1000 SFP + 2-Porte 10/100/1000T | 317
SWITCH UNMANAGED MONTAGGIO RACK 19”
Switch Gigabit Ethernet
4N-16GTX | Switch 16-Porte 10/100/1000T | 179
4N-24GTX | Switch 24-Porte 10/100/1000T | 196
4N-16GTX2F | Switch 16-Porte 10/100/1000T + 2P SFP | 289
4N-24GTX2F | Switch 24-Porte 10/100/1000T + 2P SFP | 335
4N-24GT4GT4FC | Switch 24-Porte 10/100/1000T + 4P GB Combo T/SFP | 450
SWITCH MANAGED MONTAGGIO RACK 19”
Switch Layer 3 Gigabit Ethernet
4N-MG24F8T4FP | Switch L3 24-Porte 1G SFP + 8-Porte 10/100/1000T + 4-Porte 1/10G SFP+ | 1269
SWITCH UNMANAGED INDUSTRIALI MONTAGGIO GUIDA DIN
Switch Gigabit Ethernet
4N-IG042F | Switch Industriale Guida DIN 4-Porte 10/100/1000 + 2-Porte 1000 SFP -40° a 85° | 156
4N-IG082F | Switch Industriale Guida DIN 8-Porte 10/100/1000 + 2-Porte 1000 SFP -40° a 85° | 260
POWER OVER ETHERNET (POE)
SWITCH POE WEB SMART MONTAGGIO RACK 19”
Switch PoE Web Samrt
4N-WSG08P2F | Switch Web Smart 8-Porte 10/100/1000 POE 802.3AT 120W + 2-Porte 1000SFP | 242
4N-WSG16P2F | Switch Web Smart 16-Porte 10/100/1000 POE 802.3AT 200W + 2-Porte 1000SFP | 462
4N-WSG24P2F | Switch Web Smart 24-Porte 10/100/1000 POE 802.3AT 300W + 2-Porte 1000SFP | 571
SWITCH POE MANAGED MONTAGGIO RACK 19”
Switch PoE Layer 2
4N-MG08P2S | Switch L2 8-Porte 10/100/1000 POE 802.3AT 120W + 2-Porte 1000 SFP | 335
4N-MG16P2S | Switch L2 16-Porte 10/100/1000 POE 802.3AT 200W + 2-Porte 1000 SFP | 542
4N-MG04P4UP2S | Switch L2 4-Porte 10/100/1000 POE 802.3AF/AT + 4-Porte 10/100/1000 POE 802.3BT 70W + 2-Porte 1000 SFP | 450
Switch PoE Layer 3
4N-MG24P4FP | Switch L3 24-Porte 10/100/1000 POE 802.3AT 400W + 4-Porte 1/10G SFP+ | 894
4N-MG48P4FP | Switch L3 48-Porte 10/100/1000 POE 802.3AT 500W + 4-Porte 1/10G SFP+ | 1604
SWITCH POE UNMANAGED DESKTOP
Switch PoE Fast Ethernet
4N-04P2TX | Switch 4-Porte 10/100TX PoE 250mt 802.3af/at 65W + 2-Porte 10/100-TX | 75
4N-08P2GT1F | Switch 8-Porte 10/100TX PoE 250mt 802.3af/at 120W + 2-Porte GB + 1P SFP | 156
Switch PoE Gigabit Ethernet
4N-G04P1T1F | Switch 4-Porte 10/100/1000T PoE 250mt 802.3af/at 65W + 1-Porta GB + 1-Porta SFP | 121
4N-G08P2T2F | Switch 8-Porte 10/100/1000T PoE 250mt 802.3af/at 120W + 2-Porte 10/100/1000-T + 2-Porte SFP | 265
SWITCH POE UNMANAGED MONTAGGIO RACK 19”
Switch PoE Fast Ethernet
4N-16P2GT1F | Switch 16-Porte 10/100TX PoE 250mt 802.3af/at 300W + 2-Porte GB + 1-Porta SFP | 335
4N-24P2GT2FC | Switch 24-Porte 10/100TX PoE 250mt 802.3af/at 450W + 2-Porte GB Combo T/SFP | 577
4N-G04P4UP2T1S | Switch 4-Porte 10/100/1000 POE 802.3AF/AT + 4-Porte 10/100/1000 POE 802.3BT 90W + 2-Porte 10/100/100T + 1-Porta 1000 SFP | 300
Switch PoE Gigabit Ethernet
4N-G16P4T4FC | Switch 16-Porte 10/100/1000T PoE 802.3af/at 300W + 4-Porte GB Combo T/SFP | 779
4N-G24P4T4FC | Switch 24-Porte 10/100/1000T PoE 802.3af/at 450W + 4-Porte GB Combo T/SFP | 877
SWITCH POE UNMANAGED MONTAGGIO GUIDA DIN
Switch PoE Gigabit Ethernet
4N-DG04P2F | Switch Guida DIN 4-Porte 10/100/1000 POE 802.3AF/AT 65W + 2-Porte 1000 SFP | 202
4N-DG08P2F | Switch Guida DIN 8-Porte 10/100/1000 POE 802.3AF/AT 120W + 2-Porte 1000 SFP | 317
SWITCH POE UNMANAGED INDUSTRIALI MONTAGGIO GUIDA DIN
Switch PoE Gigabit Ethernet
4N-IG04P2F | Switch Industriale Guida DIN 4-Porte 10/100/1000 POE 802.3AF/AT 120W + 2-Porte 1000 SFP -40° a 85° | 185
4N-IG08P2F | Switch Industriale Guida DIN 8-Porte 10/100/1000 POE 802.3AF/AT 240W + 2-Porte 1000 SFP -40° a 85° | 242
4N-IG04P4UP2S | Switch Industriale Guida DIN 4-Porte 10/100/1000 POE 802.3AF/AT + 4-Porte 10/100/1000 POE 802.3BT 90W + 2-Porte 1000 SFP -30° a 65° | 300
SWITCH POE MANAGED INDUSTRIALI MONTAGGIO GUIDA DIN
Switch PoE Gigabit Ethernet
4N-IMG04P2F | Switch Industriale Guida DIN L2 4-Porte 10/100/1000 POE 802.3AF/AT 120W + 2-Porte 1000 SFP -40° a 85° | 381
4N-IMG08P2T4F | Switch Industriale Guida DIN L2 8-Porte 10/100/1000 POE 802.3AF/AT 240W + 2-Porte 10/100/1000 + 4-Porte 1000 SFP -40° a 85° | 606
4N-IMG04P4UP2S | Switch Industriale Guida DIN L2 4-Porte 10/100/1000 POE 802.3AF/AT + 4-Porte 10/100/1000 POE 802.3BT + 2-Porte 1000 SFP -40° a 85° | 490
PoE InjectorPOE INJECTOR
4N-GPOEAF15 | PoE Injector 10/100/1000T 802.3 af 15.4W | 46
4N-GPOEAT30 | PoE Injector 10/100/1000T 802.3 at 30W | 52
POE EXTENDER
PoE Extender
4N-04GPEX60 | PoE Extender 200mt In 1-Porta POE 802.3BT PD Out 4-Porte 802.3AF/AT PSE | 138
4N-02GPEX30 | PoE Extender 200mt In 1-Porta POE 802.3BT PD Out 2-Porte 802.3AF/AT PSE | 69
4N-02IGPEX60 | PoE Extender Industriale 200mt In 1-Porta POE 802.3BT PD Out 2-Porte 802.3AF/AT PSE | 283
NETWORKING 4NET
CODICE | DESCRIZIONE | LISTINO EURO
ACCESSORI SWITCH
SFP MINI GBIC TRANSCEIVERS
100Mbps Fast Ethernet Transceiver
4N-MFBMM | Mini Gbic 100MB Multimodale (LC) Fino a 2Km | 35
4N-MFBSM | Mini Gbic 100MB Monomodale (LC) Fino a 20Km | 35
100Mbps Industrial Fast Ethernet Transceiver
4N-IMFBMM | Mini Gbic 100MB Multimodale Industriale (LC) Fino a 2Km -40° a 85° | 40
4N-IMFBSM | Mini Gbic 100MB Monomodale Industriale (LC) Fino a 20Km -40° a 85° | 46
1000Mbps Gigabit Ethernet Transceiver
4N-MGBMM850 | Mini Gbic Gigabit Multimodale (LC) 850nm Fino a 550MT | 35
4N-MGBMM | Mini Gbic Gigabit Multimodale (LC) Fino a 2KM | 35
4N-MGBSM | Mini Gbic Gigabit Monomodale (LC) Fino a 20KM | 35
4N-MGBGT | Mini Gbic Gigabit TP 1000Base T (RJ45) Fino a 100MT | 52
4N-MGBSMWA20 | Mini Gbic Gigabit Monomodale WDM (LC) TX 1310nm RX 1550nm Fino a 20KM | 52
4N-MGBSMWB20 | Mini Gbic Gigabit Monomodale WDM (LC) TX 1550nm RX 1310nm Fino a 20KM | 52
1000Mbps Gigabit Ethernet Industrial Transceiver
4N-IMGBMM850 | Mini Gbic Gigabit Industriale Multimodale (LC) 850nm Fino a 550MT -40° a 85° | 40
4N-IMGBSM | Mini Gbic Gigabit Industriale Monomodale (LC) Fino a 20KM -40° a 85° | 46
4N-IMGBGT | Mini Gbic Gigabit Industriale TP 1000Base T (RJ45) Fino a 100MT -40° a 85° | 52
10Gbps 10 Gigabit Ethernet Transceiver
4N-MTBMM | Mini Gbic 10 Gigabit Multimodale (LC) 850nm Fino a 300MT | 75
4N-MTBSM | Mini Gbic 10 Gigabit Monomodale (LC) 1310nm Fino a 10KM | 87
MEDIA CONVERTER
MEDIA CONVERTER FIBRA OTTICA FAST ETHERNET
100Mbps Standard Fast Ethernet Media Converter
4N-MC1TX1FX | Media Converter Multimodale 10/100TX a 100-FX/SC - 2KM | 52
MEDIA CONVERTER FIBRA OTTICA GIGABIT ETHERNET
1000Mbps Standard Gigabit Ethernet Media Converter
4N-MC1TX1SFP | Media Converter 1P. 10/100/1000T / 1P. SFP | 46
MEDIA CONVERTER FIBRA OTTICA 10 GIGABIT ETHERNET
10Gb Standard Gigabit Ethernet Media Converter
4N-MC10TX10SFP | Media Converter 1P. 100/1000/10G T / 1P. 10G SFP | 335
MEDIA CONVERTER FIBRA OTTICA POE GIGABIT ETHERNET
1000Mbps PoE Gigabit Ethernet Media Converter
4N-MGP1T1F | Media Converter Gigabit PoE 1P. 10/100/1000T PoE / 1P. SFP | 115
MEDIA CONVERTER FIBRA OTTICA INDUSTRIALI 10 GIGABIT ETHERNET
10Gb Industrial Ethernet Media Converter
4N-IMG10T10F | Media Converter 1P. 100/1000/2500/10G T / 1P. 10G SFP -40° a 85° | 433
MEDIA CONVERTER FIBRA OTTICA INDUSTRIALI POE GIGABIT ETHERNET
1000Mbps Industrial PoE Gigabit Ethernet Media Converter
4N-IMGP1T1F | Media Converter Gigabit PoE Industriale 1P. 10/100/1000T PoE / 1P. SFP -40° a 85° | 190
MEDIA CONVERTER FIBRA OTTICA INDUSTRIALI POE 10 GIGABIT ETHERNET
10Gb Industrial PoE Ethernet Media Converter
4N-IMG10PT10F | Media Converter 1P. 100/1000/2500/10G T PoE / 1P. 10G SFP -40° a 85° | 479